## DC Portfolio
| Sector | Group | Holding | Contract Start Date | Contract End Date | Data Center Acronym | Strategic Location | Location | Overall Tier Level | Electrical Tier Level | Mechanical Tier Level | SLA | Address | City | State/Province/County | Country | Zip/Postal Code | Max Power per Cabinet KW | IT Area - SM | IT Area - SF | Total Usable DC Raised Floor Space (DCQM) | Floor Space Utilization | UPS N Capacity Installed (kW) | UPS Actual Load (kW) | % of UPS Capacity Utilized | Total Site Load (kW) | PUE | Data Center Manager (DCM) | DC Headcount | Ownership | Ownership Contact | CCE Contact | FM Contact | Client Base | CGEN NODE | Next Gen DC | Cloud Implementation | Managed Hosting | Mainframe | Comments | Data Center Workloads (Purpose) | Watts Per SQ FT
x | MSS | Americas | Own | DC Sold | Q1FY14 | BHDC | CLOSED | Berkeley Heights (BHDC) Closed, Sale Closed end of Sept 2013 | 2 | 2 | 2 |  | 100 Locust Ave | Berkeley Heights | NJ | USA | 07922 |  | 2486.8286 | 26768 |  | 0% | 1100 |  |  |  |  | Karen Barnett |  |  |  | Troy Wildrick | Fred Tabertshofer | Vacant (Site listed for sale)
| MSS | Americas | Colo | 2010-03-01 | 2020-03-31 | RESDC | y | Reston- Retain Long Term | 3 | 3 | 3 |  | 12100 Sunrise Valley Drive | Reston | VA | USA | 20191 |  | 1498.3402 | 16128 |  |  | 1920 |  |  |  |  | Lawrence Bosick Bryan Stout - Tour Contact at DC: Drenica L Brunson |  | CoreSite | Regis Malloy | Troy Wildrick |  | Zurich- Bears all costs for space |  | E | [5 empty] | 200
| MSS | Americas | Colo | 2011-09-13 | 2016-09-12 | LDC1 |  | Lewisville, (Dallas) - New DC in Carrollton for expansion | 3 | 3 | 3 |  | 2501 South State Highway 121 | Lewisville | TX | USA | 75067 |  | 139.3546 | 1500 |  |  | 300 |  |  |  |  | John Kammerer |  | CyrusOne | Caroline Brelsford |  |  | Raytheon | [7 empty] | 150
| MSS | Americas | Colo | 2011-01-01 | 2020-12-31 | LDC2 |  | Lewisville, (Dallas) | 3 | 3 | 3 |  | 2501 South State Highway 121 | Lewisville | TX | USA | 75067 |  | 278.7091 | 3000 |  |  | 375 |  |  |  |  | John Kammerer |  | CyrusOne | Caroline Brelsford |  |  | Ingalls | [7 empty] | 150
| MSS | Americas | Colo | 2010-10-17 | 2020-10-16 | AUDC |  | Austin | 3 | 3 | 3 |  | 7401 East Ben White Blvd | Austin | TX | USA | 78744 |  | 278.7091 | 3000 |  |  | 375 |  |  |  |  | John Kammerer |  | CyrusOne | Caroline Brelsford |  |  | Raytheon | [7 empty] | 150
| MSS | Americas | Colo |  |  |  |  | Austin- DC Foundry- Service Mesh DC- Aquired, 2013/4 | 3 | 3 | 3
| MSS | Americas | Colo Style Lease | 2007-10-15 | 2014-10-31 | CDC2 | y | Chicago (CDC) - 2nd floor- (colo 1st) | 3 | 3 | 3 |  | 350 E. Cermak | Chicago | IL | USA | 60616 | 4.7-7.0 | 622.4504 | 6700 | 3644 | CURRENT METRIC INFORMATION for Columns R-W in DCQM | [5 empty] | Scott Margolin |  | Digital Realty Trust |  | Tim McGuire | Philip Grant | Multiple |  |  | Yes | Yes |  | Paired with NDC |  | 100
| MSS | Americas | Lease | 2004-06-01 | 2014-09-30 | CDC3 | y | Chicago (CDC) - 3rd floor- (NW on 2nd) | 3 | 3 | 3 |  | 350 E. Cermak | Chicago | IL | USA | 60616 | 4.7-7.0 | 2843.2046 | 30604 | 18796 | CURRENT METRIC INFORMATION for Columns R-W in DCQM | [5 empty] | Scott Margolin |  | Digital Realty Trust |  | Tim McGuire | Philip Grant | Multiple |  |  |  | Yes |  | ISP's: see comment |  | 43
| MSS | Americas | Lease | 2008-09-01 | 2018-08-31 | CDC4 | y | Chicago (CDC) - 4th floor - (NW on 2nd) | 3 | 3 | 3 |  | 350 E. Cermak | Chicago | IL | USA | 60616 | 4.7-7.0 | 1858.0608 | 20000 | 10652 | CURRENT METRIC INFORMATION for Columns R-W in DCQM | [5 empty] | Scott Margolin |  | Digital Realty Trust |  | Tim McGuire | Philip Grant | Multiple | Yes |  | Yes | Yes | Yes |  |  | 100
| MSS | Americas | Own |  |  | MERDC | y | Meriden (MERDC) Tier 3 Mech Upgrades for 2nd cooling loop removed from consideration (major disruption) | 2 | 3 | 2 |  | 71 Deerfield Lane | Meriden | CT | USA | 06450 |  | 5992.2461 | 64500 | 31353 | CURRENT METRIC INFORMATION for Columns R-W in DCQM | [5 empty] | Bill McIntyre |  |  |  | Tim McGuire | Jerry Cresta | Multiple | No |  | Yes | Yes |  | DR for NOR |  | 45
| MSS | Americas | Own |  |  | NDC | YES- MAIN | Newark (NDC) - Possible Planned Mega Ctr | 3 | 3 | 3 |  | 645 Paper Mill Rd | Newark | DE | USA | 19711 | 3.2 | 8194.0481 | 88200 | 48756 | CURRENT METRIC INFORMATION for Columns R-W in DCQM | [5 empty] | Lawrence Bosick |  |  |  | Troy Wildrick | John Pratt | Multiple | Yes | E | Yes | Yes | Yes | Cloud DR From CDC (Avamar Data Domain) |  | 90
| MSS | Americas | Lease | 2009-01-12 | 2019-12-31 | NEDC |  | Newington, Leased from UTC | 1 | 1 | 1 |  | 25 Holly Drive | Newington | CT | USA |  |  | 1615.0264 | 17384 | [7 empty] | Virginia Falconi |  |  |  | Tim McGuire | August Riedinger | UTC
| MSS | Americas | Own |  |  | NOR2 | YES- MAIN | Norwich (East) - Near capacity | 3 | 3 | 3 |  | 100 Winnendon Rd | Norwich | CT | USA | 06360 |  | 1579.3517 | 17000 | 10156 | CURRENT METRIC INFORMATION for Columns R-W in DCQM | [5 empty] | Ben Smith |  |  |  | Tim McGuire | Paul Hoar | Multiple |  |  | Yes | Yes | Yes |  |  | 65
| MSS | Americas | Own |  |  | NOR1 | YES- MAIN | Norwich (North & South) | 2 | 3 | 2 |  | 100 Winnendon Rd | Norwich | CT | USA | 06360 |  | 3010.4301 | 32404 | 16071 | CURRENT METRIC INFORMATION for Columns R-W in DCQM | [5 empty] | Ben Smith |  |  |  | Tim McGuire | Paul Hoar | Multiple |  |  |  |  | Yes |  |  | 31
| MSS | Americas | Colo | 2012-03-09 | 2015-04-19 | BRDC | y | Brampton-single cage Vblock, 7 racks, 3 Vblk, 2 NW, 2 Exp of Vblk | 3 | 3 | 3 |  | 30 Bramtree Court | Brampton | Ontario | Canada | L6S 5Z7 |  | 23.4116 | 252 |  |  | 25 |  |  |  |  | Scott Margolin |  | Q9 Networks | Benjamin Jacob |  |  | Multiple, VW, GIS Space for Zurich |  | Yes | Yes | Yes |  |  |  | 130
| MSS | Americas | Colo | 2009-02-02 | 2013-11-26 | TODC |  | Toronto | 2 | 2 | 2 |  | 100 Wellington St. West | Toronto | Ontario | Canada | M5K 1J3 |  | 46.4515 | 500 | [9 empty] | Q9 Networks | Benjamin Jacob |  |  | Bombardier
x | MSS | Americas | Colo | 2011-09-01 | 2014-08-31 | DDC |  | Aurora, (Denver)- Contract novated to IBM 8-2013 Final 2-2014 NO LONGER CSC DC | 3 | 3 | 3 |  | 11900 East Cornell Ave, Suite A | Aurora | CO | USA | 80014 |  | 167.2255 | 1800 |  |  | 243 |  |  |  |  | Chris Tribbett |  | Via West |  |  |  | ULA
| MSS | Asia | Colo | 2011-04-25 | 2013-04-24 | TDC |  | Tokyo | 3 | 3 | 3 |  | Tokyo Dia Building #5 10F, 1-28-23, Shinkawa, Chuo-ku | Tokyo | Tokyo | Japan |  |  | 139.3546 | 1500 |  | 83% | 174 | 148 | 85.06% | 174 | 1.18 |  |  | Belldata |  | Jeremy Mun Onn Yew |  | Manulife
| MSS | Asia | Colo |  |  |  |  | Singapore PACNET- (proposed for Shift from HBDC) MPS102 4-2014 - Now July- Bus Case Approved per Mike- DC Filling up Hang onto 2000sqft | [10 empty] | 185.8061 | 2000 | 6K Pod, willing to start at 2k
| MSS | Asia | Own |  |  | HBDC | y | Henderson Building (HBDC) | 2 | 2 | 2 |  | 221 Henderson Road, #05-1 | Singapore | Singapore | Singapore |  |  | 526.1099 | 5663 | 5663 | CURRENT METRIC INFORMATION for Columns R-W in DCQM | [5 empty] | Ganesh Arumugam / Zaidi Bajuri |  |  |  | Jeremy Mun Onn Yew | Jimmy Cheong Chee Siong | Multiple
| MSS | Asia | Colo | 2012-11-01 | 2017-10-31 | HDC | y | Shah Alam (HDC) | 3 | 3 | 3 |  | Level 3A, HDC DATA CENTRE M-3A, Block M, No. 6, Persiaran Multimedia, i-City, Seksyen 7, 40000 Shah Alam, Selangor Darul Ehsan. | Shah Alam | Selangor | Malaysia |  |  | 287.6278 | 3096 |  | 40% | 129.6 | See Comment | See Comment | See Comment | See Comment | Ganesh Arumugam / Glenn Nunis |  | HDC, CSC Partner | Ganesh Arumugam | Jeremy Mun Onn Yew |  | Multiple |  | Yes | Yes |  |  | Paired with New Equnix DC in Hong Kong
| MSS | Asia | Own |  |  | KLDC1 | y | Kuala Lumpur (KLDC1) | 3 | 3 | 3 |  | Wisma CSC, 10A Jalan Bersatu 13/14 | Petaling Jaya | Selangor | Malaysia |  |  | 333.5219 | 3590 | 3590 | CURRENT METRIC INFORMATION for Columns R-W in DCQM | [5 empty] | Ganesh Arumugam / Glenn Nunis |  |  |  | Jeremy Mun Onn Yew | Chong Lin Kong | Multiple- Maybank
| MSS | Asia | Own |  |  | KLDC2 | y | Kuala Lumpur (KLDC2) | 3 | 3 | 3 |  | Wisma CSC, 10A Jalan Bersatu 13/14 | Petaling Jaya | Selangor | Malaysia |  |  | 1630.9129 | 17555 | 17555 | CURRENT METRIC INFORMATION for Columns R-W in DCQM | [5 empty] | Ganesh Arumugam / Glenn Nunis |  |  |  | Jeremy Mun Onn Yew | Chong Lin Kong | Multiple
| MSS | Asia | Own |  |  | KLDC3 | y | Kuala Lumpur (KLDC3) | 3 | 3 | 3 |  | Wisma CSC, 10A Jalan Bersatu 13/14 | Petaling Jaya | Selangor | Malaysia |  |  | 157.0061 | 1690 | 1690 | CURRENT METRIC INFORMATION for Columns R-W in DCQM | [5 empty] | Ganesh Arumugam / Glenn Nunis |  |  |  | Jeremy Mun Onn Yew | Chong Lin Kong | Multiple
| MSS | Asia | Colo | 2010-01-01 | 2014-12-31 | CYDC |  | Cyberjaya | 3 | 3 | 3 |  | 2nd Floor,TMNET CBJ1, TM Complex, Lingkaran Usahawan 1 Timur | Cyberjaya | Selangor | Malaysia |  |  | 401.3411 | 4320 |  | 98.6% | 200 | 120 | 90% | 120 | No info | Ganesh Arumugam |  | MYLOCA |  | Jeremy Mun Onn Yew |  | Maybank
| MSS | Asia | Lease | 2012-08-29 | 2015-08-28 | STDC1 | y | Sha Tin (STDC1) | 2 | 2 | 2 |  | 11 On Sum Street, Topsail Plaza | Sha Tin | New Territories | Hong Kong |  |  | 297.2897 | 3200 | 3200 | CURRENT METRIC INFORMATION for Columns R-W in DCQM | [5 empty] | Ganesh Arumugam / Henry Wu |  | ASL (divested from CSC) |  | Jeremy Mun Onn Yew | Edward Cheng | Multiple
| MSS | Asia | Lease | 2012-08-29 | 2015-08-28 | STDC2 | y | Sha Tin (STDC2)- Lease Extension in Progress- July 2014 | 3 | 3 | 3 |  | 11 On Sum Street, Topsail Plaza | Sha Tin | New Territories | Hong Kong |  |  | 232.2576 | 2500 | 2500 | CURRENT METRIC INFORMATION for Columns R-W in DCQM | [5 empty] | Ganesh Arumugam / Henry Wu |  | ASL (divested from CSC) |  | Jeremy Mun Onn Yew | Alejandro Cavazos | Multiple
|  |  |  | NEW Space |  |  |  | New Hong Kong Space being looked at (small Take-up for Cloud) @ Equnix Data Center | [21 empty] | Equnix | [9 empty] | Pair to Sha Alam (HDC)
| MSS | Asia | Colo | 2012-11-01 | 2015-10-31 | ODC |  | Panasonic denko Osaka Chuo data centre | 3 | 3 | 3 |  | 7F Keihanshi-kitahorie building 3-6-11 Kitahorie Nishi-ku | Osaka | Osaka | Japan |  |  | 139.3546 | 1500 |  | 100% | 150 | 98 | 65.33% | 150 | 1.53 |  |  | Softbank |  | Jeremy Mun Onn Yew |  | Manulife
| MSS | Australia | Lease | 2004-04-01 | 3/31/2014 Extended to 3/31/2017 | CLDC | y | Clayton (Melbourne)- Have 5 year extension option- Must Exit at lease expiration- prop owner would like to tear down and re-purpose land | 3 | 3 | 3 |  | 310 Ferntree Gully Road, Building 1 | Notting Hill | VIC | Australia |  |  | 1474.4641 | 15871 | 10522 | CURRENT METRIC INFORMATION for Columns R-W in DCQM | [5 empty] | John McShae, Simon Brown |  | Goodman Property Services | Goodman |  |  | Multiple |  |  | Yes
| MSS | Australia | Lease | 1999-01-12 | 2019-01-12 | PYDC | y | Pyrmont (Sydney)- 5 yesr extension planned to 2019 looking at additional 3+2 | 3 | 3 | 3 |  | 13a Union Street | Pyrmont | NSW | Australia |  |  | 2224.0988 | 23940 | 24112 | CURRENT METRIC INFORMATION for Columns R-W in DCQM | [5 empty] | Larry Waller |  | Fortune House Development |  |  |  | Multiple |  | Yes | Yes
| MSS | Australia | Lease | 2004-03-01 | 2019-09-29 | SUDC | y | Subiaco (Perth), contract extension to 2019 | 3 | 3 | 3 |  | 516 Hay Street | Perth | WA | Australia |  |  | 291.9014 | 3142 | 3142 | CURRENT METRIC INFORMATION for Columns R-W in DCQM | [5 empty] | Kim Browne |  | CB Richard Ellis | Nick Georgetta |  |  | Multiple |  | Yes | Yes
| MSS | Australia | Colo | TBD |  |  |  | Subiaco (Perth) + other Locations, New MSA with NextDC- July 2014, DC Consolidation PJT
| MSS | Australia | Colo | 2010-07-01 | 2013-06-30 | PEDC1 |  | Perth CBD | 3 | 3 | 3 |  | 240 St Georges Terrace | Perth | WA | Australia |  |  | 69.956 | 753 |  | 100% | 75.3 |  |  |  |  | Kim Browne |  | Woodside Energy |  |  |  | DTFSS (small WA Govt client)
| MSS | Australia | Colo | 2009-12-09 | 2014-12-08 | PEDC2 |  | Belmont (Perth) | 2 | 3 | 3 | Tier 2- per larry | 37-39 Robinson Avenue (cnr Francisco Street) | Perth | WA | Australia |  |  | 40.0412 | 431 |  | 100% | 43.1 |  |  |  |  | Kim Browne |  | Datacom |  |  |  | BHPB Iron Ore
| MSS | EMEA | Lease | 2006-01-13 | 2016-01-12 | ADC | YES- MAIN | Aylesford | 2 | 3 | 2 |  | Link 20, Bellingham Way, Unit 20 | Maidstone | Kent | UK |  |  | 845.6035 | 9102 | 7847 | CURRENT METRIC INFORMATION for Columns R-W in DCQM | [5 empty] | John Parker |  | CCE |  | Steven Atkey | Peter Hatton | Multiple |  |  | Yes
x | MSS | EMEA | Lease |  | 2013-02-15 | BDC | CLOSED | Bristol- Closed, Lights off 1/31/13- Keys handed over 7/8/13 after 2.6M reinstatement project | 2 | 2 | 2 |  | Bristol, Station Road | Bristol |  | UK |  |  | 1648.9361 | 17749 |  | CURRENT METRIC INFORMATION for Columns R-W in DCQM | [5 empty] | Phil Mann |  |  |  | Phillip Saxton | Paul Grimshaw | Multiple
| MSS | EMEA | Colo | 2010-01-01 | 2025-01-01 | LXDC1 | y | Drosbach Data Centre | 4 | 4 | 4 |  | Rue Guillaume J Kroll, 12D L-1862 | Luxembourg |  | Luxembourg |  |  | 1858.0608 | 20000 | 4951 | CURRENT METRIC INFORMATION for Columns R-W in DCQM | [5 empty] | Laurant Mahy |  | EDH Wagner |  | Ralph Birch | Mohamed Louridi | Multiple |  | Yes | Yes |  |  | Mirrored Redun at LXDC2
| MSS | EMEA | Colo | 2007-09-01 | 2019-06-30 | LXDC2 | y | Luxembourg | 4 | 4 | 4 |  | ebrc - Windhof, Windhof Data Centre, 3 rue Pierre Flammang L-8399 Windhof (Koerich), Luxembourg | Windhof | Luxembourg | Luxembourg |  |  | 490.9926 | 5285 |  | 80% | 528.5 | see comment | see comment | see comment | see comment | Andre Goffin |  | ebrc - Windhof |  |  |  | Multiple - CACEIS, Arcelor Mittal, Ingersol Rand, Arcelor Aperam |  |  | Yes
| MSS | EMEA | Lease | 2004-01-31 | 31/01/2014 (SAS Owns Lease) | ENGDC |  | Copenhagen- exit planned, but SAS ownes plan, do not want eq or staff 200.- want CSC to "mop up" (close to Airport) | 1 | 1 | 1 |  | Engvej 153 - 169, Amager Strandvej 108 | Copenhagen |  | Denmark |  |  | 2399.1281 | 25824 |  |  | 840 |  |  |  |  | Craig Johnson |  | Engvej |  | Allan Oernsted | Jens Thor Nielsen | SAS
| MSS | EMEA | Colo | 2005-11-01 | MTM | PDC1 |  | Paris | 2 | 3 | 2 |  | Rue De La Belle Etoile 167, 95700, Roissy | Roissy | Grand Paris | France |  |  | 99.9637 | 1076 |  | 90% | 107.6 | see comment | see comment | see comment | see comment | Andre Goffin |  | Equinix (PA1) |  |  |  | UTC
| MSS | EMEA | Colo | 2007-08-24 | 2013-10-30 | FRDC1 |  | Frankfurt (eshelter) - Closed 10/2013 | 3 | 3 | 3 |  | e-shelter GmbH & Co KG Eschborner Landstraße 100 60489 Frankfurt am Main | Frankfurt | Hessen | Germany |  |  | 109.9972 | 1184 |  | 77% | 118.4 | see comment | see comment | see comment | see comment | Uwe Winkel |  | eShelter |  |  |  | Deutche Leasing / OVB
| MSS | EMEA | Lease | 2002-01-01 | t.b.d. | FDHDC | Exit Planned | Friedrichshafen- client bears full DC cost- Meeting to Discuss with Client move to other non-CSC DC's-Greg/ closure on hold until Q1FY15 per client plans- no risk to CSC.- however client could default | n/at | 1 | 1 |  | Alte Ziegelei 3 | Immenstaad |  | Germany |  |  | 510.0377 | 5490 | 5490 |  | 240 |  |  |  |  | Thomas Woelfle | [5 empty] | Single- BBT, bombieder
| MSS | EMEA | Colo | CLIENT OWNED LEASE | CLIENT OWNED LEASE | AMDC1 |  | Amsterdam | 3 | 3 | 3 |  |  | Amsterdam |  | Netherlands |  |  | 99.9637 | 1076 |  |  | 107.6 | [6 empty] | Global Switch |  |  |  | NL Health
| MSS | EMEA | Colo | 2012-10-01 | 2019-06-30 | PDC2 |  | Clichy, Paris | 3 | 3 | 3 |  | rue petit 7, 92110, Clichy | Clichy | Grand Paris | France |  |  | 299.891 | 3228 |  | 95% | 322.8 | see comment | see comment | see comment | see comment | Andre Goffin |  | Global Switch |  |  |  | Alstom |  |  | Yes
| MSS | EMEA | Colo | Cage B02-MB02: 01/11/2008 / Cage C07-MB07: 01/05/2012 | Cage B02-MB02: 31/03/2015 / Cage C07-MB07: 30/04/2017 | FRDC2 |  | Frankfurt-Was Proposed fpor AbbVie | 3 | 3 | 3 |  | Global Switch FM Eschborner Landstrasse 110 D-60489 Frankfurt am Main / Germany | Frankfurt | Hessen | Germany |  |  | 124.9546 | 1345 |  | 61% | 134.5 | see comment | see comment | see comment | see comment | Uwe Winkel |  | Global Switch |  |  |  | MEWA, German Cloud |  | Yes | Yes |  |  | Backup cloud in Amsterdam (Paired)
| MSS | EMEA | Colo | 2008-01-01 | 1/1/2014, extended to 2/20/2014 to allign with JPM contract | LODC |  | London | 3 | 3 | 3 |  | Global Switch 2, 3 Nutmeg Lane, London E14 2AX | London | Greater London | UK | No |  | 466.3733 | 5020 |  | 100% | 502 | 750 |  |  |  | David Dykes |  | Global Switch |  |  |  | JP Morgan
| MSS | EMEA | Colo | 2008-11-01 | 2015-03-31 | FRDC3 |  | Frankfurt | 2 | 2 | 2 |  | Itenos Kleyerstraße 90, 60326 Frankfurt am Main / Germany | Frankfurt | Hessen | Germany |  |  | 24.9909 | 269 |  | 25% | 26.9 | see comment | see comment | see comment | see comment | Uwe Winkel |  | Itenos |  |  |  | Mewa |  |  | Yes
| MSS | EMEA | Lease | 2008-04-01 | No End Date- See comment | LPADC | y-Exit Planned | Lersø ParkAlle ( LPA) (Copenhagen) No New Kit after Mar 1 2014-GClark | 2 | 2 | 2 |  | Lersø ParkAlle 100-104 | Copenhagen |  | Denmark |  |  | 2039.4075 | 21952 | 26910 | CURRENT METRIC INFORMATION for Columns R-W in DCQM | [5 empty] | Craig Johnson |  |  |  | Allan Oernsted | Jens Thor Nielsen | Multiple |  |  | Yes |  |  | Fiber between LPA and RTV
| MSS | EMEA | Colo | TBD |  |  |  | New Copenhagen Colo to replace LPA | [5 empty] | Copenhagen |  | Denmark
| MSS | EMEA | Own |  |  | MDC | YES- MAIN | Maidstone (MDC) | 2 | 2 | 2 |  | Pegasus Place, Lodge Road | Maidstone | Kent | UK | ME14 5EH |  | 3389.01 | 36479 | 23573 | CURRENT METRIC INFORMATION for Columns R-W in DCQM | [5 empty] | Gary Pallin |  |  |  | Steven Atkey | Gary Hollands | Multiple |  | Yes | Yes |  | Yes | UK leveraged Cloud with RTW
| MSS | EMEA | Own |  |  | NODC | y- Exit Likely due to RMG Loss (80% of space) | Northern (NDC) 40M invest to up tier 3- Closed for new business | 2 | 2 | 2 |  | Nunn Brook Rise | Huthwaite | Chesterfield | UK |  |  | 1048.0392 | 11281 | 7879 | CURRENT METRIC INFORMATION for Columns R-W in DCQM | [5 empty] | John Parker |  |  |  | Phillip Saxton | Paul Grimshaw | Multiple- RMG largest Client
| MSS | EMEA | Own |  | Own Building not land (wGov) | RTVDC | y | Retorvej (RTV) (aka Valby) (Copenhagen) | 2 | 3 | 2 |  | Retorvej 8, 2500 Valby | Copenhagen |  | Denmark |  |  | 3737.0248 | 40225 | 16275 | CURRENT METRIC INFORMATION for Columns R-W in DCQM | [5 empty] | Craig Johnson |  |  |  | Allan Oernsted |  | Multiple |  | Yes | Yes |  |  | Fiber between LPA and RTV
| MSS | EMEA | Lease | 2007-04-04 | 2017-04-03 | SDC | YES- MAIN | Sevenoaks---FULL | 3 | 3 | 3 |  | Units D2-D4, North Downs Business Park, Lime Pit Lane | Seven Oaks | Kent | UK | TN13 2TL |  | 1071.1721 | 11530 | 10139 | CURRENT METRIC INFORMATION for Columns R-W in DCQM | [5 empty] | Phil Mann |  | CCE |  | Steven Atkey | Dave Greenwood | Multiple |  |  | Yes
| MSS | EMEA | Colo | 2010-04-10 | 2014-12-31 | STODC1 |  | Stockholm | 3 | 3 | 3 |  | Kvastvägen 25-29, 128 62 Sköndal, Stockholm, Sweden | Stockholm | Stockholm | Sweden |  |  | 10.9626 | 118 |  | 80% | 10.9 | - | <50% | - | Design <1,3 | Bo Jonsson |  | Telecity |  |  |  | Multiple
| MSS | EMEA | Colo | 2006-06-30 | 2013-05-31 | STODC2 |  | Stockholm | n/a |  |  |  | Mariehällsvägen 36, Bromma | Stockholm | Stockholm | Sweden |  |  | 22.018 | 237 |  | 85% | 22 | - | 95(+10%) | - | 1.5 | Bo Jonsson |  | Telecity |  |  |  | Evry Card Services (providing POS for Visa & Master Card in Sweden and ATM card transactions)
[8 empty] | New Green Mtn DC in Norway proposed for Brønnøysund Registrene - Altinn RFP - INT PUB - 10115094 - $50m- QR May 28 2014 |  |  |  |  | Negotiation Sept-Dec 2014 |  |  | Norway
| MSS | EMEA | Colo | 2009-04-01 | 2014-04-01 | AMDC3 | FY16 | Amsterdam (Telecity 3) | 3 | 3 | 3 |  | CSC Computer Sciences BV, c/o TelecityGroup, Gyroscoppweg 2e-2f, 1042 AB Amsterdam | Amsterdam |  | Netherlands |  |  | 99.9637 | 1076 |  | 60% | 107.6 | see comment | see comment | 9kW reservation | see comment | Koos Kruid |  | Telecity (TCG/TC3) |  |  |  | Multiple
| MSS | EMEA | Colo | 2008-04-01 | 2016-04-01 | AMDC4 | y- Long term | Amsterdam (Telecity 4) | 4 | 4 | 4 |  | CSC Computer Sciences BV, c/o TelecityGroup, Wenckebachweg 127, 1096 AM Amsterdam | Amsterdam |  | Netherlands |  |  | 99.9637 | 1076 |  | 70% | 107.6 | see comment | see comment | 105kW reservation | see comment | Koos Kruid |  | Telecity (TCG/TC4) |  |  |  | Multiple |  |  | Yes |  |  | Cloud Backup for Frankfurt (paired)
| MSS | EMEA | Own |  |  | RTWDC | y- Retain | Tunbridge Wells (RTW) | 2 | 2 | 2 |  | Spectrum House, Chapman Way, High Brooms | Tunbridge Wells | Kent | UK | TN2 3EF |  | 1622.9232 | 17469 | 7966 | 85% | 1264 | 677 | 53.56% | 1431 | 2.11 | Iain Levett |  |  |  | Steven Atkey | Eddie Pusey | Multiple |  |  | Yes |  | Yes | UK leveraged Cloud with RTW
| NPS | ITIS | Lease | 2008-06-01 | 2018-05-30 | RDC | y | Rensselaer (Albany) | 3 | 3 | 3 |  | 327 Columbia Turnpike | Rensselaer | NY | USA |  |  | 938.042 | 10097 |  | 86% | 1350 | 321 | 23.78% | 779 | 2.4268 | David Richardson |  |  |  | William C Human | Mike Plonka | Multiple- State and Federal Healthcare clients- FISMA (Moderate)
| NPS | ITIS | Lease | 2000-07-01 | 2015-06-30 | CHADC |  | Chambersburg (Army) | 2 | 2 | 2 |  | Letterkenny Army Depot 3 North Overcash Avenue | Chambersburg | PA | USA |  |  | 564.8505 | 6080 |  | 85% | 900 | 145 | 16.11% | 335 | 2.3103 | Kathy Stouffer |  |  |  | William (Carl) Human |  | Single- Army DIACAT Moderate MAC 2 Sensitive, DCTI
| NPS | ITIS | Lease | 2006-06-01 | 2015-12-31 | CHDC1 | sep from GIS | Chantilly (Collection of Server rooms) | 1 | 1 | 1 |  | 15000 Conference Center Drive | Chantilly | VA | USA |  |  | 120.774 | 1300 |  | 85% | 720 |  | 0% | [6 empty] | William C Human | Victor Hernandez | Multiple
| NPS | ITIS | Lease | 2000-07-01 | 2013-12-31 | SLDC |  | St. Louis (DR for CHADC Army) | 1 | 1 | 1 |  | Robert A. Young Federal Office Building, 1222 Spruce Street | St. Louis | MO | USA |  |  | 966.1916 | 10400 |  | 80% | 308 | 156 | 50.65% |  | 0 | David Gosch |  |  |  | William C Human |  | Single
| NPS | ITIS | Colo | 2008-05-20 | 2013-12-31 | CUDC |  | Culpeper (Terremark) | 3 | 3 | 3 |  | 18155 Technology Drive | Culpeper | VA | USA |  |  | 139.3546 | 1500 |  | 50% | 480 |  | 0% |  |  |  |  | Terremark |  | William C Human | John Wilson | Multiple
| NPS | ITIS | Own | TBD |  | LADC |  | NPS DC and LA Tech Ctr | [23 empty] | William C Human
| NPS | ITIS | Own | TBD |  | PADC |  | NPS DC and PA Tech Ctr | [23 empty] | William C Human
| MSS | LATAM | Colo | 2010-06-25 | 2020-06-25 | SPDC | y | São Paulo - Hortolândia | 3 | 3 | 3 |  | Rodovia Jornalista Francisco Aguirre Proença, Km 9 Condomínio Tech Town - Chácara Assay- Unidade 27. Hortolândia | Hortolândia | SP | Brazil | 131186-904 |  | 77.9457 | 839 |  | 30% | 162 |  |  |  |  | Allex Paiotti, Daniel D Silveira |  | British Telecom (BT) |  |  |  | Alstom, AES |  |  | Yes | Yes
| MSS | LATAM | Colo | 2013-03-15 | 2018-03-15 | SPDC2 | y | São Paulo - Campinas | 3 | 3 | 3 |  | Avenida Pierre Simon De Laplace 1211, TECHNO PARK, Campinas/SP | Campinas | SP | Brazil | 13069-320 |  | 240 | 500 |  | 10% | 1200 |  |  |  |  | Allex Paiotti, Daniel D Silveira |  | Ascenty | Vinicius Mineto |  |  | AES |  |  | Yes | Yes
[7 empty] | Not a DC | Noida, India (current CSC space in Computer Room) | [21 empty] | CSC
[8 empty] | Nodia, India (Leverage ATT DC FY15) | [21 empty] | ATT
[8 empty] | Banglore Hyderabad (Leverage ATT DC FY15) | [21 empty] | ATT
| MSS | TC&H | Lease | 2011-01-01 | 2015-12-31 | CHDC2 | Close FY15 | Chantilly- plans to close at lease end- Move to Reston-CoreSite DC | 2 | 2 | 2 |  | 15000 Conference Center Drive | Chantilly | VA | USA |  |  | 1244.9007 | 13400 | 10720 |  | 1280 | 461 | 36.02% | 934 | 2.03 | Bryan Stout |  | Chantilly |  |  |  | Multiple |  |  | Yes | Yes
| MSS | TC&H | Colo | 2012-03-15 | 2017-03-14 | SCDC | y | Santa Clara | 3 | 3 | 3 |  | 2972 Stender Way | Santa Clara | CA | USA | 95054 |  | 464.5152 | 5000 | 5000 |  | 1000 |  |  |  |  | Bryan Stout |  | CoreSite | Regis Malloy |  |  | Multiple |  | Yes | Yes | Yes |  | Sister DC Somerville
| MSS | TC&H | Colo | 2011-09-01 | 2016-08-31 | SOMDC | y | Somerville | 3 | 3 | 3 |  | 70 Innerbelt Road | Somerville | MA | USA |  |  | 529.5473 | 5700 | 5700 |  | 600 |  |  |  |  | Bryan Stout |  | CoreSite | Regis Malloy |  | Craig Lee | Multiple |  | Yes | Yes | Yes |  | Sister DC S
x | MSS | TC&H | Colo | 2012-10-01 | MTM | SUDC |  | Sunnyvale-Closed 9/2013 | 3 | 3 | 3 |  | 1380 Kifer Road | Sunnyvale | CA | USA |  |  | 325.1606 | 3500 |  |  | 350 |  |  |  |  | Bryan Stout |  | Level 3 |  |  |  | Multiple |  |  | Yes | Yes
| MSS | TC&H | Colo |  | MTM | EDC |  | Elmsford-Closing, 2 remaining clients as of 12-5-13, closure projected July 2014 | 3 | 3 | 3 |  | 401 Fieldcrest Drive | Elmsford | NY | USA |  |  | 92.903 | 1000 |  |  | 100 |  |  |  |  | Bryan Stout |  | Verizon |  |  |  | Multiple- CAP moving 10/13, CSC-FSG targeting 3/14, other cust may stay direct with Verizon |  |  | Yes | Yes
Note on I6: mkosct: This cage single client Raytheon, other Cyrus one facilities available
Note on D8: mkosct:DRT Manages ELEC and Mech Infrastructure
Note on F8: Working on 4 yr lease extension as of 2/6/13… contract is for 5yr extension
Note on F9: Option for two 5 yr extensions. End date w/ extensions is 09/30/2024
Note on AO9: mkosct: AT&T, Level 3, Sprint, XO, Verizon, Global Crossing. We have a MUX onsite for AT&T and L3 so we can bypass the Meet Me Room. Also have the ability to connect to way more than this via our connectivity to the Meet Me Room. Just haven't had client needs for it
Note on F10: Option for two 5 yr extensions. End date w/ extensions is 08/31/2028
Note on E13: For Newington, CT (UTC Account) we began occupying this Data Center in 2000 the current contract ends 12/31/2019. Normally the renew begin 5 years prior to the end date.
Note on I21: mkosct: Maybank exiting by Oct 2014- Objective to move out by same time- Target closure Nov 2014- projected revenue issue Paul Salaeh Q4FY15?
Note on X22: No dedicated UPS
Note on Y22: No data provided by Colo partner
Note on Z22: No dedicated UPS
Note on AA22: No dedicated UPS
Note on AB22: No dedicated UPS
Note on J24: mkosct: Changed from Tier II by Jeremy in DCQM 1/9/13
Note on K24: mkosct: Changed from Tier II by Jeremy in DCQM 1/9/13
Note on L24: mkosct: Changed from Tier II by Jeremy in DCQM 1/9/13
Note on F32: mkosct: Needs to extend by nov 2014--- Need to get something to them by May 2014- per Curt Per Larry Lease being extended by 5 years with an additional 5 year clause
Note on I35: mkosct: used exclusively for a govt dept DTFSS per Kim Browne 3/12/13
Note on U35: kbrowne2: dedicated caged area of 70 sqm fit for 21 racks Formal colo contract in place Will go when client goes in 16 months
Note on X35: George Hansen: Power capacity Unkown. Assume 100 w/SF
Note on I36: mkosct: used exclusively for BHPB IO per Kim Browne 3/12/13
Note on U36: kbrowne2: dedicated caged area of 40 sqm fit for 16 racks Formal colo contract in place
Note on X36: George Hansen: Power capacity Unkown. Assume 100 w/SF
Note on V37: mkosct: HD and LD Combined from DCQM
Note on F38: Closing 2013
Note on D39: mkosct: Changed from Lease to Colo 12/31/13
Note on I39: mkosct: As of 12/31/13 CSC now Colo Tenant not resp for Elec/Mech Maint
Note on U40: mkosct: Peter Marshall, 491 sq m
Note on X40: George Hansen: Power capacity Unkown. Assume 100 w/SF
Note on Y40: uwinkel: No dedicated UPS units
Note on Z40: uwinkel: No dedicated UPS units
Note on AA40: uwinkel: No information available / delivered by Colo provider.
Note on AB40: uwinkel: No information available / delivered by Colo provider.
Note on U42: George Hansen: Peter Marshal not more than 100 SM
Note on X42: George Hansen: Power capacity Unkown. Assume 100 w/SF
Note on Y42: uwinkel: No dedicated UPS units
Note on Z42: uwinkel: No dedicated UPS units
Note on AA42: uwinkel: No information available / delivered by Colo provider.
Note on AB42: uwinkel: No information available / delivered by Colo provider.
Note on U43: mkosct: Peter Marshall, 110 sq m
Note on X43: George Hansen: Power capacity Unkown. Assume 100 w/SF
Note on Y43: uwinkel: No dedicated UPS units
Note on Z43: uwinkel: No dedicated UPS units
Note on AA43: uwinkel: No information available / delivered by Colo provider.
Note on AB43: uwinkel: No information available / delivered by Colo provider.
Note on F44: The contract end has a dependency to the migration of the FDH data centre to UK. Additional information will be provided by Uwe Winkel (CR DCM).
Note on U45: George Hansen: Peter Marshal not more than 100 SM
Note on X45: George Hansen: Power capacity Unkown. Assume 100 w/SF
Note on U46: George Hansen: Peter Marshal- 300 SM
Note on Y46: uwinkel: No dedicated UPS units
Note on Z46: uwinkel: No dedicated UPS units
Note on AA46: uwinkel: No information available / delivered by Colo provider.
Note on AB46: uwinkel: No information available / delivered by Colo provider.
Note on U47: mkosct: Peter Marshall, 125 sq m
Note on X47: George Hansen: Power capacity Unkown. Assume 100 w/SF
Note on Y47: uwinkel: No dedicated UPS units
Note on Z47: uwinkel: No dedicated UPS units
Note on AA47: uwinkel: No information available / delivered by Colo provider.
Note on AB47: uwinkel: No information available / delivered by Colo provider.
Note on U48: mkosct: Peter Marshall, 466 sq m
Note on X48: George Hansen: Power capacity Unkown. Assume 100 w/SF
Note on U49: George Hansen: Peter Marshal not more than 100 SM
Note on X49: George Hansen: Power capacity Unkown. Assume 100 w/SF
Note on Y49: uwinkel: No dedicated UPS units
Note on Z49: uwinkel: No dedicated UPS units
Note on AA49: uwinkel: No information available / delivered by Colo provider.
Note on AB49: uwinkel: No information available / delivered by Colo provider.
Note on F50: CSC required to provide 2 years (24 month) notice and Danske Bank have to provide 3 years to end.
Note on J50: mkosct: Changed from tier 1 Feb 2014 per Gartner Cloud Info
Note on K52: mkosct: close to tier 3 Feb 2013 per GH
Note on L52: mkosct: cooling loop inhibits Tier 3
Note on V55: mkosct: HD and LD 1-3 from DCQM Combined
Note on E56: 2010-04-10 Initial contract 2012-01-01 Expansion
Note on F56: 2014-12-31 if terminated by 2014-09-30, else automatic extension by 12 months.
Note on U56: mkosct: Peter Marshall, 11 sq m
Note on X56: mkosct: per Peter Marshall 1000W per sM , 93 W per SF
Note on AB56: Telecity: (Actual around 1,7 due to the fact that customer load is still well below design capacities).
Note on AI56: mkosct: Logica Norways A/S. POS transaction processing for Logica's customers Statoil Fuel and retail(Nordic, Russia & Baltikum), Nordic Shell, Exxon Asia (Malaysia, Singapore, Hong Kong & Guam), Exxon Switzerland)
Note on E57: 2006-06-30 Initial contract 2009-11-01 Expansion
Note on F57: 2013-05-31 if terminated by 2013-03-31, else automatic extension by 12 months.
Note on U57: mkosct: Peter Marshall, 11 sq m
Note on X57: mkosct: per Peter Marshall 1000W per sM , 93 W per SF
Note on U59: George Hansen: Peter Marshal not more than 100 SM
Note on W59: Koos Kruid: 60% based on power ussage.
Note on X59: George Hansen: Power capacity Unkown. Assume 100 w/SF
Note on Y59: Koos Kruid: No dedicated UPS. Whole site is on no-break.
Note on Z59: Koos Kruid: No dedicated UPS. Whole site is on no-break.
Note on AB59: uwinkel: No information available / delivered by Colo provider.
Note on U60: George Hansen: Peter Marshal not more than 100 SM
Note on W60: Koos Kruid: 70% based on power usage.
Note on X60: George Hansen: Power capacity Unkown. Assume 100 w/SF
Note on Y60: Koos Kruid: No dedicated UPS. Whole site is on no-break.
Note on Z60: Koos Kruid: No dedicated UPS. Whole site is on no-break.
Note on AB60: uwinkel: No information available / delivered by Colo provider.
Note on V61: mkosct: Legacy, Phase 1 & 2 from DCQM Combined
Note on AL61: mkosct: Per Marcus Ingham 10-24-13
Note on I69: mkosct: Use BRL 1200 per KVA in Hortolandia DC. Use 500 BRL for each rack provided by DC. Both are monthly costs. Source: Allex Paiotti, 5/30/14
Note on F77: month-to-month with this site as of 10/1/12
Note on J77: George Hansen: Peer Bryan Stout - assumed to be Tier 3
Note on X77: George Hansen: Power capacity Unkown. Assume 100 w/SF
Note on F78: no collo agreement for this site.... this was in place and charges come through as telecom expenses.
Note on J78: George Hansen: Peer Bryan Stout - assumed to be Tier 3
Note on X78: George Hansen: Power capacity Unkown. Assume 100 w/SF

## EMEA COLOs
EMEA Co-Location Data Centre Portfolio |  |  |  | CSC Proprietary | [11 empty] | Updated | 2012-11-13
Sector | Group | Holding | Location | Address | City | State/Province/County | Country | Tier Level | Client Base | CSC point of contact | Cloud Implementation | IT Area - sq m | Floor Space Utilization | UPS N Capacity Installed (kW) | UPS Actual Load (kW) | % of UPS Capcity Utilized | Total Site Load (kW) | PUE
MSS | EMEA | Colo | Telecity | Mariehällsvägen 36, Bromma | Stockholm | Stockholm | Sweden | n/a | Evry Card Services (providing POS for Visa & Master Card in Sweden and ATM card transactions) | Bo Jonsson | ? | 22 | 85% | 3000 kW | - | 95(+10%) | - | 1.5
MSS | EMEA | Colo | Telecity | Kvastvägen 25-29, 128 62 Sköndal, Stockholm, Sweden | Stockholm | Stockholm | Sweden | Tier 3 | Logica Norways A/S. POS transaction processing for Logica's customers Statoil Fuel and retail(Nordic, Russia & Baltikum), Nordic Shell, Exxon Asia (Malaysia, Singapore, Hong Kong & Guam), Exxon Switzerland) | Bo Jonsson | ? | 11 | 80% | 10000 KW | - | <50% | - | Design <1,3
MSS | EMEA | Colo | Global Switch | rue petit 7, 92110, Clichy | Clichy | Grand Paris | France | 3 | Alstom | Andre Goffin | Planned | 300 | 95% | see comment | see comment | see comment | see comment | see comment
MSS | EMEA | Colo | Equinix (PA1) | Rue De La Belle Etoile 167, 95700, Roissy | Roissy | Grand Paris | France | 2 | UTC | Andre Goffin | No | 100 | 90% | see comment | see comment | see comment | see comment | see comment
MSS | EMEA | Colo | eShelter | e-shelter GmbH & Co KG Eschborner Landstraße 100 60489 Frankfurt am Main | Frankfurt | Hessen | Germany | 3 | Deutche Leasing / OVB | Uwe Winkel | No | 110 | 77% | see comment | see comment | see comment | see comment | see comment
MSS | EMEA | Colo | Global Switch | Global Switch FM Eschborner Landstrasse 110 D-60489 Frankfurt am Main / Germany | Frankfurt | Hessen | Germany | 3 | MEWA, German Cloud | Uwe Winkel | Yes | 125 | 61% | see comment | see comment | see comment | see comment | see comment
MSS | EMEA | Colo | Itenos | Itenos Kleyerstraße 90, 60326 Frankfurt am Main / Germany | Frankfurt | Hessen | Germany | 2 | Mewa | Uwe Winkel | No | 25 | 25% | see comment | see comment | see comment | see comment | see comment
MSS | EMEA | Colo | e-BRC | ebrc - Windhof, Windhof Data Centre, 3 rue Pierre Flammang, L-8399 Windhof (Koerich), Luxembourg | Windhof | Luxembourg | Luxembourg | 4 | CACEIS, Arcelor Mittal, Ingersol Rand, Arcelor Aperam | Andre Goffin | yes | 491 | 80% | see comment | see comment | see comment | see comment | see comment
MSS | EMEA | Colo | Telecity (TCG/TC3) | CSC Computer Sciences BV, c/o TelecityGroup, Gyroscoppweg 2e-2f, 1042 AB Amsterdam | Amsterdam |  | Netherlands | 3 | Multiple - TBA | Koos Kruid | No | see comment | 60% | see comment | see comment | see comment | 9kW reservation | see comment
MSS | EMEA | Colo | Telecity (TCG/TC4) | CSC Computer Sciences BV, c/o TelecityGroup, Wenckebachweg 127, 1096 AM Amsterdam | Amsterdam |  | Netherlands | 4 | Multiple - TBA | Koos Kruid | Yes | see comment | 70% | see comment | see comment | see comment | 105kW reservation | see comment
MSS | EMEA | Colo | Global Switch | Global Switch 2, 3 Nutmeg Lane, London E14 2AX | London | Greater London | UK | 3 | JP Morgan | David Dykes | No | 466.42 | 100% | N+2 | 750
Note on S4: Telecity: (Actual around 1,7 due to the fact that customer load is still well below design capacities).
Note on O5: uwinkel: No dedicated UPS units
Note on P5: uwinkel: No dedicated UPS units
Note on Q5: uwinkel: No dedicated UPS units
Note on R5: uwinkel: No information available / delivered by Colo provider.
Note on S5: uwinkel: No information available / delivered by Colo provider.
Note on O6: uwinkel: No dedicated UPS units
Note on P6: uwinkel: No dedicated UPS units
Note on Q6: uwinkel: No dedicated UPS units
Note on R6: uwinkel: No information available / delivered by Colo provider.
Note on S6: uwinkel: No information available / delivered by Colo provider.
Note on O7: uwinkel: No dedicated UPS units
Note on P7: uwinkel: No dedicated UPS units
Note on Q7: uwinkel: No dedicated UPS units
Note on R7: uwinkel: No information available / delivered by Colo provider.
Note on S7: uwinkel: No information available / delivered by Colo provider.
Note on N8: uwinkel: German Cloud cage: 15 sqm maximum occupancy based on power demand for cloud Mewa: 46 sqm from 50 sqm in total occupied
Note on O8: uwinkel: No dedicated UPS units
Note on P8: uwinkel: No dedicated UPS units
Note on Q8: uwinkel: No dedicated UPS units
Note on R8: uwinkel: No information available / delivered by Colo provider.
Note on S8: uwinkel: No information available / delivered by Colo provider.
Note on O9: uwinkel: No dedicated UPS units
Note on P9: uwinkel: No dedicated UPS units
Note on Q9: uwinkel: No dedicated UPS units
Note on R9: uwinkel: No information available / delivered by Colo provider.
Note on S9: uwinkel: No information available / delivered by Colo provider.
Note on O10: uwinkel: No dedicated UPS units
Note on P10: uwinkel: No dedicated UPS units
Note on Q10: uwinkel: No dedicated UPS units
Note on R10: uwinkel: No information available / delivered by Colo provider.
Note on S10: uwinkel: No information available / delivered by Colo provider.
Note on M11: Koos Kruid: Floorspace relates to power reservation
Note on N11: Koos Kruid: 60% based on power ussage.
Note on O11: Koos Kruid: No dedicated UPS. Whole site is on no-break.
Note on P11: Koos Kruid: No dedicated UPS. Whole site is on no-break.
Note on Q11: Koos Kruid: No dedicated UPS. Whole site is on no-break.
Note on S11: uwinkel: No information available / delivered by Colo provider.
Note on M12: Koos Kruid: Floorspace relates to power reservation
Note on N12: Koos Kruid: 70% based on power usage.
Note on O12: Koos Kruid: No dedicated UPS. Whole site is on no-break.
Note on P12: Koos Kruid: No dedicated UPS. Whole site is on no-break.
Note on Q12: Koos Kruid: No dedicated UPS. Whole site is on no-break.
Note on S12: uwinkel: No information available / delivered by Colo provider.
Note on M13: Steve Lowe: In addition there is a Workspace suite (K1 362.56 sq m) used as a store for the client

## DC 2014 MQ
Geography (EU NA AP ROW) | Location (DC nearby city name of the DC - use an alias in case of confidential issues/corporate rules) | Country | 2014 Part of a dual DC or cluster | 2014 Square Meters (single DC) | 2014 Number of clients supported | 2014 Delivers IUS IaaS cloud offerings (Y/N) | 2014 Number of IUS IaaS Cloud service clients | 2014 DC ownership C(lient) P(rovider) or 3(rd Party) | 2014 Countries Served by the Data Center (number and names) | 2014 Data Center Tier 1 to 4 (Uptime Institute) | 2014 Power Supply: Watt per square Meter | 2014 Data Center PUE | 2014 DC Staff (Local to the DC) | 2014 DC managed mostly from | 2014 New/Existing/Planned Expansion | 2014 Strategic/Non Strategic/To be consolidated | 2014 Major Client References served from this DC | 2014 Total Mainframe MIPS Installed | 2014 Total Servers Installed (Physical) | 2014 Total Storage Installed (TB) | 2014 Name of the 3rd party owning the DC | 2014 Number of Network Carriers Connected
AP | Clayton Melbourne | Australia | N | 1526 | 28 | Y | 3 | P | Global | 3 | 1032 | 1.76 | 7 | Local | E | S | - | 9545 | 2306 | 3100 | Goodman International | 5
AP | HONG KONG | China | N | 743 | 4 | N | 0 | P | 3 (Hong Kong Malaysia Japan) | 3 | 970 | 1.95 | 4 | C8 | E | N | - | 130 | 1400 | 930 | N/a | 4
AP | KUALA LUMPUR | Malaysia | C | 2508 | 9 | N | 0 | P | 3 (Malaysia Hong Kong Japan) | 3 | 730 | 1.63 | 9 | C8 | E | S | - | 5703 | 5100 | 760 | N/a | 6
AP | OSAKA | Japan | N | 156 | 1 | N | 0 | 3 | 1 (Japan) | 3 | 1000 | N/A | 1 | C8 | E | N | - | 0 | 300 | 250 | Softbank | 1
AP | Pyrmont, Sydney | Australia | N | 2800 | 30 | Y | 4 | P | Global | 3 | 800 | 1.7 | 8 | Local | P | S | - | 8072 | 9875 | 3023 | Future House Pty Ltd Building only | 5
AP | SHAH ALAM | Malaysia | N | 278 | 2 | Y | 2 | 3 | 1 (Malaysia) | 3 | 4000 | 2.15 | 1 | C8 | E | S | - | 0 | 9 | 5 | HDC | 2
AP | SINGAPORE | Singapore | N | 557 | 3 | N | 0 | P | 1 (Singapore) | 2 | 660 | 2.21 | 6 | C8 | E | N | - | 0 | 1065 | 3 | N/a | 4
AP | Subiaco, Perth | Australia | N | 475 | 8 | Y | 2 | P | Australia, | 3 | 1400 | 1.7 | 9 | Local | E | S | - | 0 | 1705 | 1149 | DEXUS property group | 8
AP | TOKYO | Japan | N | 204 | 1 | N | 0 | 3 | 1 (Japan) | 3 | 1000 | N/A | 1 | C8 | E | N | - | 277 | 500 | 300 | Belldata | 1
ROW | Sao Paulo, Brazil | Brazil | N | 100 | 2 | Y | 1 | 3 | 1 (Brazil) | 3 | 1000 | N/A | 1 | C1 | E | N | AES Eletropaulo, Alstom | 0 | 100 | 55 | BT | 5
ROW | Campinas, SP | Brazil | N | 50 | 1 | N | 0 | 3 | 1 (Brazil) | 3 | 1000 | N/A | 1 | C1 | E | N | AES Eletropaulo, Alstom | 0 | 30 | 10 | Ascenty | 5
EU | MAIDSTONE DATA CENTRE (MDC) | United Kingdom | Cluster UK | 3488 | 37 | Y | 14 | P | Global | 2 | 500 | 1.85 | 6 | Local | P | S | - | 2671 | 3127 | 3054 | - | 9
EU | ROYAL TUNBRIDGE WELLS (RTW) | United Kingdom | Cluster UK | 1632 | 13 | Y | 15 | P | Global | 2 | 700 | 2.11 | 2 | Local | E | S | - | 2600 | 1162 | 6056 | - | 5
EU | AYLESFORD DATA CENTRE (ADC) | United Kingdom | Cluster UK | 1057 | 9 | Y | 8 | 3 | Global | 3 | LD = 1,000 HD = 10,000 | 1.62 | 1 | Local | E | S | - | 0 | 1906 | 2903 | - | 5
EU | SEVENOAKS DATA CENTRE (SDC) | United Kingdom | Cluster UK | 1367 | 11 | Y | 2 | 3 | Global | 3 | LD = 1,200 HD = 10,000 | 1.42 | 2 | Local | E | S | - | 1417 | 3411 | 4405 | - | 6
EU | NORTHERN DATA CENTRE (NDC) | United Kingdom | No | 1048 | 4 | N | 0 | P | Global | 2 | 900 | 1.94 | 2 | Local | E | N | - | 4517 | 1131 | 548 | - | 2
EU | FRIEDRICHSHAFEN DATA CENTRE (FDH) | Germany | No | 630 | 1 | N | 0 | 3 | 2 (Germany, Canada) | 1 | 580 |  | 1 | Local | E | T | - | 0 | 83 | 36 | - | 2
EU | COPENHAGEN DATA CENTRE (CPH RTV) | Denmark | Cluster CPH | 3596 | 44 | Y | 6 | P | 6 (Denmark, Sweden, Norway, UK, USA, Germany) | 2 | LD = 700 HD = 6,000 | 1.64 | 8 | Local | E | S | - | 21195 | 1778 | 2628 | - | 7
EU | COPENHAGEN DATA CENTRE (CPH LPA) | Denmark | Cluster CPH | 2006 | 34 | Y | 6 | 3 | 6 (Denmark, Sweden, Norway, UK, USA, Germany) | 2 | 700 | 1.53 |  | Local | E | S | - |  | 803 | 2030 | Danske Bank | 6
EU | Warton | United Kingdom | No | 1067 | 1 | N | 0 | C | 1 (UK) | 1 | N/A | N/A | 1 | Local | E | S | - | 0 | 818 |  | - | N/A
EU | Arlanda | Sweden | No | 1199 | 6 | N | 0 | C | 1 (Sweden) | 1 | N/A | N/A | 1 | Local | E | N | - |  |  |  | Swedavia | N/A
EU | Engvej | Denmark | No | 1990 | 1 | N | 0 | C | 1 (Denmark) | 1 | N/A | N/A | 0 | Local | E | N | - | 0 | 603 | 188 | - | N/A
EU | Merkenich | Germany | No | 332 | 1 | N | 0 | C | 1 | 1 | 500 | N/A | 1 | Local | E | N | - | 0 | 13 | 12 | - | N/A
EU | Koblenz | Germany | No | 100 | 1 | N | 0 | C | 1 | 1 | 500 | N/A | 1 | Local | E | N | - | 0 | 185 | 280 | - | N/A
EU | Baden | Switzerland | No | 959 | 1 | Y | 1 | C | Europe | 2 | 724 | N/A | 1 | Local | E | N | - | 0 | 842 | 1121 | - | N/A
EU | Zurich Bonn | Germany | No | 800 | 1 | N | 0 | C | 1 | 1 | 390 | N/A | 1 | Local. | E | C | - | 0 | 115 | 280 | - | 1
EU | Zurich Cologne | Germany | No | 153 | 1 | N | 0 | C | 1 | 1 | 418 | N/A | 0 | Local. | E | C | - | 0 | 50 | 190 | - | 1
EU | Zurich Schlieren | Switzerland | No | 1600 | 1 | N | 0 | C | 6 | 2 | 800 | N/A | 1 | Local | E | N | - | 0 | 1168 | 2407 | - | 3
EU | Uentrop | Germany | No | 230 | 1 | N | 0 | C | Europe | 1 | 556 | N/A | 1 | Local | E | N | - | 0 | 35 | 28 | - | N/A
EU | Wuppertal | Germany | No | 130 | 1 | N | 0 | C | Europe | 1 | 500 | N/A | 0 | Local | E | N | - | 0 | 29 | 29 | - | N/A
EU | Zurich E-Shelter | Switzerland | No | 100 | 0 | 0 | 0 | C | 0 | 3 | 1000 | N/A | 0 | ZFS Schlieren | E | N | - |  | 0 | 0 | - | N/A
EU | Zurich Six Group | Switzerland | No | 1170 | 1 | N | 0 | C | 6 | 3 | 1000 | N/A | 0 | ZFS Schlieren | E | N | - | 20494 | 449 | 1863 | - | 3
EU | Frankfurt | Germany | No | 125 | 2 | Y | 4 | 3 | Germany, NL | 3 | 800 | N/A | 0 | Local | E | N |  | 0 | 95 | 694 | Global switch | 4
EU | Frankfurt 2 | Germany | No | 25 | 1 | N | 0 | 3 | 1 Germany | 2 | 1000 |  | 0 | Local | E | N | 0 | 0 | 17 | 54 | Itenos | 2
EU | Vienna | Austria | No | 32 | 23 | Y | 13 | 3 | 1 | 3 | 1000 |  | 0 | Local | E | N |  | 0 | 29 | 90 | Interxion | 7
EU | Roissy | France | yes | 100 | 1 | y | 0 | 3 | Europe | 2 | 1000 | N/A | 0 | Local | E | N | 2 | none | 121 | ? | equinix | managed by client
EU | Clichy | France | yes | 450 | 1 | y | 0 | 3 | Europe | 3 | 1500 | N/A | 0 | Local | planned | N | 1 | none | 323 | 300 | Global switch | managed by client
EU | Guyencourt | France | yes | 50 | 1 | n | 0 | p | Europe | 2 | 1000 | N/A | 0 | C1 | E | T | 1 | none | 127 | 70 | Euriware | managed by client
EU | LUXEMBOURG (Windhof Data Centre) | Luxembourg | both | 490 | 3 | N | 3 | 3 | 3 | 4 | 1000 |  | 1 | Local | E | N | 2 | 4548 | 294 | 549 | EBRC | 4
EU | LUXEMBOURG (Drosbach Data Centre) | Luxembourg | both | 677 | 4 | Y | 2 | 3 | 3 | 4 | 1000 | 1.94 | 1 | Local | nil | N | - | 14449 | 355 | 101 | EDH | 5
EU | Amsterdam (AMDC3/TC3) | Netherlands | Yes | 12 | 4 | N | 0 | 3 | (1) Netherlands | 3 | 2000 (or 4 kW per rack) | unknown | 0 | Utrecht | E | N | ? | 0 | 24 | 110 | Telecity | 25
EU | Amsterdam (AMDC4/TC4) | Netherlands | Yes | 100 | 7 | Y | 14 | 3 | Europe | 4 | 7000 (or 14kW per rack) | 1.26 | 0 | Utrecht | E | S? | ? | 0 | 181 | 420 | Telecity | 29
EU | London (LODC) | UK | No | 457 | 1 | N | 0 | 3 | Global | 3+ | 733 | N/A | 0 | Remote | E | S |  | 0 | 1800 | 30 | Global Switch | 37
EU | Stockholm (STODC1) - Bromma | Sweden | No | 22 | 1 | N | 0 | 3 | Nordic | 3 |  | N/A | 0 | Remote | E | N | EVRY Card Services | 0 (HP NonStop) | 80 | Unknown (Client managed) | Telecity | All Swe carriers
EU | Stockholm (STODC2) - Sköndal | Sweden | No | 10 | 6 | N | 0 | 3 | Global | 3 |  | N/A | 0 | Remote | E | N | CGI Card Services | 0 (HP NonStop) | 32 | Unknown (Client managed) | Telecity | All Swe carriers
NA | Austin, TX | USA | D | 465 | 1 | N | 0 | 3 | 1 (USA) | 3 | 2000 | 2.4 | 1 | Local | N | N/A | N/A | N/A | 154 | 602 | CyrusOne | 3
NA | Brampton, ON | Canada | C | 100 | 4 | Y | 0 | 3 | Canada | 3 | 2000 |  | 2 | Remote | P | S
NA | Chambersburg, PA | USA | No | 585 | 2 | N | 0 | 3 | 1 (USA) | 2 | 1291 | 2.3 | 7 | Local | E | N |  | 0 | 200 | 340 | US Gov't | 2
NA | Chantilly, VA | USA | N | 1254 | 30 | N | 0 | 3 | 1 (USA) | 2 | 484 | 1.9 | 6 | Local | E | T |  | 0 | 1200 |  | COPT | 3
NA | Chicago, IL | USA | D | 5323 | 21 | Y | 18 | 3 | Global | 3 | 1080 | 1.90 1.39 1.97 | 30 | Local | E | S | - | 87281 | 3304 |  | Digital Realty Trust | 11
NA | Culpeper, VA | USA | N | 140 | 4 | Y |  | 3 | 1 (USA) | 3 | 1722 | N/A | 0 | Local | E | T |  | 0 | 44 | 50 | Terremark | 20
NA | Dallas, TX (Lewisville) | USA | D | 743 | 2 | N | 0 | 3 | 1 (USA) | 3 | 2000 | 1.7 | 2 | Local | N | N/A | N/A | 290 | 512 | 1715 | CyrusOne | 4
NA | Elmsford, NY | USA | N | 50 | 2 | N | 0 | 3 | 1 (USA) | 3 | 1000 | N/A | N | Local | E | T |  | 0 | 100 |  | Verizon
NA | Meriden, CT | USA | D | 5992 | 15 | N | 0 | P | Global | 2 | 480 | 1.65 | 31 | L,C1 | E | S | - | 2023 | 1944 | 3134 |  | 4
NA | Newark, DE | USA | N | 8195 | 28 | Y | 34 | P | Global | 3 | 970 | 1.54 | 38 | L,C2 | E | S | - | 1784 | 5769 | 8223 |  | 6
NA | Newington, CT | USA | N | 1615 | 1 | N | 0 | P | Global | 3 | 570 | 1.49 | 50 | Local | E | N | UTC | 0 | 1200 | 9300 |  | 6
NA | Norwich, CT | USA | D | 4590 | 33 | Y (Private Cloud) | 0 | P | Global | 2 & 3 | 700 | 1.57 1.40 | 20 | Local | E | S | - | 7944 | 1901 | 2036 | N/A | 9
NA | NPS Chantilly, VA | USA | N | 200 | 40 | N | 0 | P | 1 (USA) | 1 | 350 | N/A | 6 | C14 | E | N |  |  | 500 | 25 |  | 3
NA | Rensselaer, NY (Albany) | USA | N | 938 | 10 | Y | 0 | P | 1 (USA) | 3 | 1076.5 | 2.4 | 1 | L,C23 | E | S |  | 4360 | 337 | 767 |  | 2
NA | Reston, VA | USA | D | 1800 | 1 | N | 0 | 3 | Global | 3 | 1290 | 2.3 | 1 | L,C2 | E | S | _ | 44637 | 1249 | 1538 | CoreSite | 4
NA | Santa Clara, CA | USA | N | 465 | 6 | Y | 6 | 3 | 1 (USA) | 3 | 2000 | 1.3 | 1 | Local | E | S |  | 0 | 200 |  | Coresite | 45
NA | Somerville, MA | USA | N | 530 | 17 | Y | 6 | 3 | 1 (USA) | 3 | 2000 | 1.6 | 6 | Local | E | S |  | 0 | 650 | 146 | Coresite | 22
NA | St Louis, MO | USA | N | 966 | 2 | Y | 0 | 3 | 1 | 1 | 323 | 1.8 | 2 | Local | E | N |  | 0 | 320 | 245 | US Gov't | 2
NA | Stennis, MS | USA | N | 5667 | 1 | Y | 1 | C | 1 | 3 | 538 | 2 | 3 | Local | E | S |  | 449 | 11094 | 2600 | US Gov't | 3
NA | Toronto, ON | Canada | C | 30 | 2 | Y | 2 | 3 | 1 (Canada) | 3 | N/A | 1.6 | 0 | Local | E | N | - | 0 |  |  | Q9
Information required as part of the 2014 North America/European Magic Quadrant briefing on Data Center Outsourcing and Utility Services
Note: see Read me section - this section reports all the worldwide Data Centre and relevant Control Centre capabilities
T2) List of Worldwide Control Centres managing DC described in T1
Please provide the information using ONE ROW per Control Centre
Control Centre #ID (to be reported in DC list T1, column O) | Geography (EU,NA,AP,ROW) | Location (CC city) | Country | 2014 Seat Number | 2014 Total Staff Number | 2014 Number of clients supported | 2014 C(Control Centre), HD(Help Desk), I (C+HD Integrated)
C1 | AP | India | India | 153 | 153 | 8 | I
C8 | AP | Selangor | Malaysia | 663 | 665 | 27 | C, HD
C10 | AP | Singapore | Singapore | 0 | 0 | 0 | NA
C11 | AP | Sydney | Australia | 50 | 41 | 8 | HD
C9 | AP | Tianjin | China | 220 | 83 | 12 | HD
C16 | EU | Chesterfield | UK | 364 | 276 | 21 | I
C17 | EU | Maidstone | UK | 4 | 13 | 12 | C
C20 | EU | Retorvej | Denmark | 14 | 25 | 29 | I
C26 | EU | Preston | UK | 156 | 62 | 11 | HD
C27 | EU | Daventry | UK | 4 | 6 | 1 | C
C23 | NA | Albany | USA | 67 | 67 | 6 | C
C15 | NA | Chambersburg, PA | USA | 16 | 16 | 16 | H
C14 | NA | Chantilly, VA | USA | 9 | 23 | 12 | I
C2 | NA | Coppell, TX | USA | 315 | 357 | 30 | HD
C13 | NA | Marlton, NJ | USA | 3 | 13 | 7 | C
C3 | NA | Montreal, Quebec | Canada | 71 | 71 | 11 | HD
C12 | NA | Newark, DE | USA | 16 | 64 | 37 | C
C28 | EU | Utrecht | Netherlands | 53 | 49 | 14 | HD
C29 | EU | Aviles | Spain | 50 | 56 | 6 | HD
C30 | EU | Prague | Czech Republic | 334 | 263 | 14 | HD
C31 | EU | Vilnius | Lithuania | 111 | 96 | 15 | HD
C32 | EU | Erfurt | Germany | 55 | 40 | 1 | HD
Note on N16: Steve Lowe: excludes media operations
Note on U16: Steve Lowe: This figure represents raw capacity
Note on N17: Steve Lowe: excludes media operations
Note on U17: Steve Lowe: This figure represents raw capacity
Note on U18: Steve Lowe: This figure represents raw capacity
Note on U19: Steve Lowe: This figure represents raw capacity
Note on N20: Steve Lowe: excludes media operations
Note on U20: Steve Lowe: This figure represents raw capacity
Note on F92: Derick Jones: Includes virtual tele-workers
Note on E94: Derick Jones: Virtual tele-workers

## Reports
CSC Global Data Center Portfolio |  |  | CSC Proprietary
Site Summary |  |  |  | Data Center Holding by Business Unit and Tier Rating
Sector/Group | Number | IT Area - SF |  | Count of Overall Tier Level |  | Overall Tier Level
MSS Americas | 17 | 329740 |  | Sector | Group | 1 | 2 | 3 | 4 | n/a | (blank) | n/at | Grand Total
MSS EMEA | 24 | 238091 |  | MSS | Americas | 1 | 4 | 12 |  |  |  |  | 17
MSS Asia | 11 | 46614 |  |  | EMEA | 1 | 9 | 8 | 3 | 1 |  | 1 | 23
MSS Australia | 6 | 44137 |  |  | Asia |  | 2 | 8 |  |  |  |  | 10
MSS LATAM | 2 | 1339 |  |  | Australia |  | 1 | 4 |  |  |  |  | 5
MSS TC&H | 5 | 28600 |  |  | LATAM |  |  | 2 |  |  |  |  | 2
NPS | 7 | 29377 |  |  | TC&H |  | 1 | 4 |  |  |  |  | 5
Total | 72 | 717898 |  | NPS | ITIS | 2 | 1 | 2 |  |  |  |  | 5
|  |  |  | (blank) | (blank)
|  |  |  | Grand Total |  | 4 | 18 | 40 | 3 | 1 |  | 1 | 67
Data Center Holding by Tier Rating
| Holding | Data
| Own |  | Lease |  | Colo |  | (blank) |  | Colo Style Lease |  | Total Number | Total IT Area - (SF)
Overall Tier Level | Number | IT Area - (SF) | Number | IT Area - (SF) | Number | IT Area - (SF) | Number | IT Area - (SF) | Number | IT Area - (SF)
1 |  |  | 4 | 54908 | [6 empty] | 4 | 54908
2 | 8 | 234789 | 6 | 71483 | 4 | 2276 |  |  |  |  | 18 | 308548
3 | 5 | 128035 | 8 | 117684 | 26 | 67935 |  |  | 1 | 6700 | 40 | 320354
4 |  |  |  |  | 3 | 26361 |  |  |  |  | 3 | 26361
n/a |  |  |  |  | 1 | 237 |  |  |  |  | 1 | 237
(blank) | 2 |  |  |  | 3 | 2000 | 5 |  |  |  | 10 | 2000
n/at |  |  | 1 | 5490 | [6 empty] | 1 | 5490
Grand Total | 15 | 362824 | 19 | 249565 | 37 | 98809 | 5 |  | 1 | 6700 | 77 | 717898
Holding
Overall Tier Level | DC Count & Area | Own | Lease | Colo | (blank) | Colo Style Lease | Grand Total
1 | Number of DC's |  | 4 |  |  |  | 4
| IT Area - SF |  | 54908 |  |  |  | 54908
2 | Number of DC's | 8 | 6 | 4 |  |  | 18
| IT Area - SF | 234789 | 71483 | 2276 |  |  | 308548
3 | Number of DC's | 5 | 8 | 26 |  | 1 | 40
| IT Area - SF | 128035 | 117684 | 67935 |  | 6700 | 320354
4 | Number of DC's |  |  | 3 |  |  | 3
| IT Area - SF |  |  | 26361 |  |  | 26361
n/a | Number of DC's |  |  | 1 |  |  | 1
| IT Area - SF |  |  | 237 |  |  | 237
(blank) | Number of DC's | 2 |  | 3 | 5 |  | 10
| IT Area - SF |  |  | 2000 |  |  | 2000
n/at | Number of DC's |  | 1 |  |  |  | 1
| IT Area - SF |  | 5490 |  |  |  | 5490
Total Number of DC's |  | 15 | 19 | 37 | 5 | 1 | 77
Total IT Area - SF |  | 362824 | 249565 | 98809 |  | 6700 | 717898

## Contact Lits
CSC Proprietary
Data Center Manager (DCM) | DC Location | email | Office Phone | Mobile Phone | Ownership Contact | Company | Title | email | Office Phone | Mobile Phone
Karen Barnett |  |  | 908-665-6077 | 908-347-2382
Drenica Spears-Brunson |  | dbrunson@csc.com | 703.391.1964 |  | Regis Malloy | CoreSite | Account Manager
John Kammerer |  | jkammere@csc.com | 972.877.3640 |  | Caroline Brelsford | CyrusOne | National Accounts Director | cbrelsford@cyrusone.com | 713-821-1282 | 713-882-8937
Scott Margolin | Chicago | smargolin@csc.com | 312.225.8792 |  | Benjamin Jacob, P.Eng- (Replaced David Newall, Jan 2013) | Q9 Networks Inc. | Director of Sales Central and Eastern Region, Canada/USA Eastern Region, Canada | benjamin.jacob@q9.com | 416-807-7039
Bill McIntyre |  | wmcinty2@csc.com | 203.317.4863
Lawrence Bosick | Newark | lbosick@csc.com | 302.391.2616
Virginia Falconi |  |  | 860-665-1717 | 860-371-4487
Ben Smith |  | bsmith1@csc.com | 860.863.2507
Scott Margolin |  | smargolin@csc.com | 312.225.8792
Chris Tribbett | Aurora, (Denver) | ctribbet@csc.com | 720.891.2784
Ganesh Arumugam | AP | vganesharumu@csc.com | 603.7664
Henry Wu |  | hwu4@csc.com | +852.2145.5988
Glenn Nunis |  | gnunis@csc.com | +603.7663.7346
Zaidi Bajuri |  | zbajuri2@csc.com | +65.6371.9882
John McShae |  | jmcshae@csc.com.au | +61.3.9541.5854
Larry Waller |  | lwaller2@csc.com.au | +61.2.9692.2901
Kim Browne |  | kbrowne@csc.com | +61.8.9254.5200
John Parker |  | jparke24@csc.com | +44.1622.714004
Darrell Roberts |  | droberts3@csc.com | +44.1179.912638
Laurant Mahy |  | lmahy@csc.com | 352.2483
Thomas Woelfle |  |  | 011-49-7545-90918065 | 011-49-1736665491
Gary Pallin |  | apallin@csc.com | +44.1622.622266
Darrell Roberts |  | droberts3@csc.com | +44.1179.912638
Craig Johnson |  | cjohns75@csc.com | +45.292.35878
Phil Mann |  | pmann@csc.com | +44.1732.748303
Iain Levett |  | ilevett@csc.com | +44.1892.705557
David Richardson |  | dricha26@csc.com | 518.257.4414
Kathy Stouffer |  |  | 717-709-3109 | 717-729-7607
Bryan Stout |  | rstout2@csc.com | 703.829.0674
David Gosch |  |  | 314-552-3206 | 314-267-0903
William C Human |  |  | 302-391-2608 | 302-690-8382
Allex Paiotti |  | apaiotti@csc.com | +55.11.3545.6501
CCE |  | email | Office Phone | Mobile Phone | FM Contact | Company | Title | email | Office Phone | Mobile Phone
Troy Wildrick |  |  |  |  | Fred Tabertshofer | JCI |  | ftabertshofe@csc.com | 908-665-6207 | 908-821-4058
Tim McGuire |  |  |  |  | Philip Grant | JCI |  | pgrant9@csc.com | 312-225-8781 | 773-640-6408
Jeremy Mun Onn Yew |  |  |  |  | Jerry Cresta | JCI |  | gcresta@csc.com | 203-317-5018 | 860-625-3202
Steven Atkey |  |  |  |  | John Pratt | JCI |  | jpratt4@csc.com | 302-391-2746 | 302-275-4572
Phillip Saxton |  |  |  |  | August Riedinger | JCI |  | arieding@csc.com | 860- 665-1833 | 860-637-0979
Ralph Birch |  |  |  |  | Paul Hoar | JCI |  | phoar@csc.com | 860-425-6166 | 860-373-1472
Allan Oernsted |  |  |  |  | Jimmy Cheong Chee Siong | JCI |  | jimmy@smpasean.com | 65-6741-3228 | 65-9694-0402 65 6347 8761 (JCI) 65 6551 (CSC)
William C Human |  |  |  |  | Chong Lin Kong | JCI |  | lchong@csc.com | 60-3-7663-7878 Ext #7385 | 60-16-336-8630
[5 empty] | Edward Cheng | JCI |  | echeng7@csc.com Edward.CW.Cheng@jci.com | 852-2145-5902 | 852-6117-1530 JCI: 65-6347-8761 CSC: 65-6551
[5 empty] | Alejandro Cavazos | JCI |  | acavazos2@csc.com alejandro.cavazos@jci.com | JCI: 65-6347-8761 CSC: 65-6551-583 | 65-9062-0805
[5 empty] | Peter Hatton | JCI |  | phatton2@csc.com | 011-44-1622-714011 | 011-44- 7714 - 540032
[5 empty] | Paul Grimshaw | JCI |  | pgrimshaw@csc.com | 011-44-1179-912836 | 011-44-7966-563514
[5 empty] | Mohamed Louridi |  |  | mlouridi@csc.com | 011-352-24-834-315 | 011-352-661240006
[5 empty] | Jens Thor Nielsen | JCI |  | jens.t.nielsen@jci.com | 011-45-36145704 | 011-45-23216027
[5 empty] | Gary Hollands | JCI |  | ghollands@csc.com | 011-44-1622-622248 | 011-44-7921- 069774
[5 empty] | Paul Grimshaw | JCI |  | pgrimshaw@csc.com | 011-44-1179-912836 | 011-44-7966-563514
[5 empty] | Dave Greenwood | JCI |  | dgreenwood3@csc.com | 011-44-01732-748311 | 011-44-7714-540030
[5 empty] | Eddie Pusey | JCI |  | epusey@csc.com | 011-44-1892-705394 | 07714 540026
[5 empty] | Mike Plonka | JCI |  | mplonka2@csc.com | 518-449-6771 | 518-275-3615
[5 empty] | Victor Hernandez | JCI |  | vhernandez3@csc.com | 703-818-5253 | 703-439-8181
[5 empty] | John Pratt | JCI |  | jpratt4@csc.com | 302-391-2746 | 302-275-4572
[5 empty] | John Wilson | Terremark Federal Group (TFG) | Program Manager |  | 540-827-1264 | 540-219-7693
[5 empty] | Craig Lee | CoreSite | Operations Manager | Craig.Lee@coresite.com |  | 703-829-0674

## Data Center Distance Table
CSC Proprietary
Sector | Data Center Acronym | Location | Address | City | State/Province/County | Country | Zip/Postal Code | Region | Lat | Long | Lat | Long |  | RESDC | LDC1 | LDC2 | AUDC | CDC2 | CDC3 | CDC4 | MERDC | NDC | NEDC | NOR2 | NOR1 | BRDC | TODC | DDC | TDC | HBDC | HDC | KLDC1 | KLDC2 | KLDC3 | CYDC | STDC1 | STDC2 | ODC | CLDC | PYDC | SUDC | PEDC1 | PEDC2 | ADC | LXDC1 | LXDC2 | ENGDC | PDC1 | FRDC1 | FRDC2 | FDHDC | AMDC1 | PDC2 | LODC | FRDC3 | LPADC | MDC | NODC | RTVDC | SDC | STODC1 | STODC2 | AMDC3 | AMDC4 | RTWDC | RDC | CHADC | CHDC1 | SLDC | CUDC | SPDC | CHDC2 | SCDC | SOMDC | SUDC' | EDC | Cambridge | Apeldoorn | Cape Town | C-site Chicago | C-site K-Street | C-site Santa Clara
MSS | RESDC | Reston | 12100 Sunrise Valley Drive | Reston | VA | USA | 20191 | Americas | 38.9507 | -77.3646 | 0.67982 | -1.3503 | RESDC |  | 1164.6424 | 1164.6424 | 1301.8323 | 575.7445 | 575.7445 | 575.7445 | 300.2345 | 101.2522 | 308.4976 | 330.9398 | 330.9398 | 353.4204 | 341.2952 | 1466.1096 | 6769.4874 | 9666.6779 | 9543.3149 | 9540.1663 | 9540.1663 | 9540.1663 | 9552.9405 | 8141.7637 | 8141.7637 | 6941.0737 | 10167.4249 | 9758.3173 | 11564.9392 | 11563.7127 | 11562.8301 | 3708.0433 | 3983.8185 | 3975.6302 | 4062.6458 | 3850.067 | 4069.3235 | 4069.184 | 4175.2103 | 5547.7432 | 3843.338 | 3685.0175 | 4071.4806 | 4057.6343 | 3712.7296 | 3598.4926 | 4057.5142 | 3695.9879 | 4138.8871 | 4131.1214 | 3857.9908 | 3863.1708 | 3704.585 | 316.9179 | 73.6936 | 7.5262 | 691.8142 | 47.4041 | 4702.9055 | 7.5262 | 2403.8793 | 405.8812 | 2404.8518 | 238.2561 | 403.5125 | 3908.3474 | 7928.4224 | 576.8342 | 18.3537 | 2403.9863
MSS | LDC1 | Lewisville, (Dallas) | 2501 South State Highway 121 | Lewisville | TX | USA | 75067 | Americas | 33.0543 | -96.9152 | 0.57691 | -1.6915 | LDC1 | 1164.6424 |  |  | 201.6734 | 793.3264 | 793.3264 | 793.3264 | 1445.6916 | 1261.6099 | 1449.8618 | 1479.1085 | 1479.1085 | 1185.8226 | 1196.3034 | 635.2622 | 6446.1533 | 9717.3459 | 9677.3 | 9669.8426 | 9669.8426 | 9669.8426 | 9680.8539 | 8100.1217 | 8100.1217 | 6663.0273 | 9003.6248 | 8599.1823 | 10546.9619 | 10545.2351 | 10544.4766 | 4771.8553 | 5047.7389 | 5039.4329 | 5050.7951 | 4928.1053 | 5121.6594 | 5121.5213 | 5244.6283 | 6625.8345 | 4922.5363 | 4748.0711 | 5123.9674 | 5045.3707 | 4776.5416 | 4649.7138 | 5045.9912 | 4760.4377 | 5068.9334 | 5060.5805 | 4901.0655 | 4906.5485 | 4770.114 | 1422.4237 | 1171.2391 | 1158.0908 | 538.4074 | 1124.4314 | 5071.7389 | 1158.0908 | 1442.5666 | 1545.6185 | 1443.4982 | 1384.6513 | 1542.5641 | 4949.9448 | 8789.7443 | 793.9389 | 1181.33 | 1442.6702
MSS | LDC2 | Lewisville, (Dallas) | 2501 South State Highway 121 | Lewisville | TX | USA | 75067 | Americas | 33.0543 | -96.9152 | 0.57691 | -1.6915 | LDC2 | 1164.6424 |  |  | 201.6734 | 793.3264 | 793.3264 | 793.3264 | 1445.6916 | 1261.6099 | 1449.8618 | 1479.1085 | 1479.1085 | 1185.8226 | 1196.3034 | 635.2622 | 6446.1533 | 9717.3459 | 9677.3 | 9669.8426 | 9669.8426 | 9669.8426 | 9680.8539 | 8100.1217 | 8100.1217 | 6663.0273 | 9003.6248 | 8599.1823 | 10546.9619 | 10545.2351 | 10544.4766 | 4771.8553 | 5047.7389 | 5039.4329 | 5050.7951 | 4928.1053 | 5121.6594 | 5121.5213 | 5244.6283 | 6625.8345 | 4922.5363 | 4748.0711 | 5123.9674 | 5045.3707 | 4776.5416 | 4649.7138 | 5045.9912 | 4760.4377 | 5068.9334 | 5060.5805 | 4901.0655 | 4906.5485 | 4770.114 | 1422.4237 | 1171.2391 | 1158.0908 | 538.4074 | 1124.4314 | 5071.7389 | 1158.0908 | 1442.5666 | 1545.6185 | 1443.4982 | 1384.6513 | 1542.5641 | 4949.9448 | 8789.7443 | 793.9389 | 1181.33 | 1442.6702
MSS | AUDC | Austin | 7401 East Ben White Blvd | Austin | TX | USA | 78744 | Americas | 30.2155 | -97.6963 | 0.52736 | -1.7051 | AUDC | 1301.8323 | 201.6734 | 201.6734 |  | 981.13 | 981.13 | 981.13 | 1592.5407 | 1401.5316 | 1597.9085 | 1625.4386 | 1625.4386 | 1359.1953 | 1368.4156 | 768.412 | 6558.012 | 9850.8555 | 9822.5678 | 9814.6576 | 9814.6576 | 9814.6576 | 9825.2812 | 8239.1481 | 8239.1481 | 6780.1327 | 8877.9992 | 8482.5293 | 10469.2109 | 10467.4164 | 10466.7074 | 4949.9628 | 5226.2047 | 5217.9097 | 5240.0134 | 5103.6138 | 5302.288 | 5302.1494 | 5422.2951 | 6684.8942 | 5097.7918 | 4926.2848 | 5304.5734 | 5234.6257 | 4954.6557 | 4829.8587 | 5235.1676 | 4938.4103 | 5263.3503 | 5255.0296 | 5082.9044 | 5088.3474 | 4947.8983 | 1577.3923 | 1317.033 | 1294.8771 | 721.3774 | 1258.801 | 4973.8853 | 1294.8771 | 1475.5172 | 1695.14 | 1476.3998 | 1530.5089 | 1692.2502 | 5132.0853 | 8762.7032 | 981.8665 | 1317.4689 | 1475.6159
MSS | CDC2 | Chicago (CDC) - 2nd floor | 350 E. Cermak Rd | Chicago | IL | USA | 60616 | Americas | 41.8531 | -87.6183 | 0.73047 | -1.5292 | CDC2 | 575.7445 | 793.3264 | 793.3264 | 981.13 |  |  |  | 766.9515 | 638.4779 | 765.7874 | 799.4029 | 799.4029 | 421.6238 | 436.1117 | 913.8625 | 6306.1111 | 9382.1626 | 9291.2724 | 9286.1751 | 9286.1751 | 9286.1751 | 9298.5026 | 7792.1845 | 7792.1845 | 6493.5363 | 9680.9523 | 9256.4123 | 10990.7997 | 10989.5195 | 10988.6409 | 3981.0745 | 4256.6139 | 4248.3036 | 4259.0315 | 4139.3454 | 4329.3056 | 4329.1677 | 4453.9809 | 6102.5322 | 4134.0096 | 3957.2245 | 4331.6236 | 4253.6344 | 3985.7542 | 3857.7 | 4254.1963 | 3969.7578 | 4284.6165 | 4276.3413 | 4108.2582 | 4113.7544 | 3979.5675 | 712.6898 | 537.1423 | 572.9096 | 261.607 | 560.894 | 5171.5908 | 572.9096 | 1843.8168 | 847.991 | 1844.7827 | 716.5243 | 844.5186 | 4157.0327 | 8504.0605 | 1.6261 | 593.6174 | 1843.9228
MSS | CDC3 | Chicago (CDC) - 3rd floor | 350 E. Cermak Rd | Chicago | IL | USA | 60616 | Americas | 41.8531 | -87.6183 | 0.73047 | -1.5292 | CDC3 | 575.7445 | 793.3264 | 793.3264 | 981.13 |  |  |  | 766.9515 | 638.4779 | 765.7874 | 799.4029 | 799.4029 | 421.6238 | 436.1117 | 913.8625 | 6306.1111 | 9382.1626 | 9291.2724 | 9286.1751 | 9286.1751 | 9286.1751 | 9298.5026 | 7792.1845 | 7792.1845 | 6493.5363 | 9680.9523 | 9256.4123 | 10990.7997 | 10989.5195 | 10988.6409 | 3981.0745 | 4256.6139 | 4248.3036 | 4259.0315 | 4139.3454 | 4329.3056 | 4329.1677 | 4453.9809 | 6102.5322 | 4134.0096 | 3957.2245 | 4331.6236 | 4253.6344 | 3985.7542 | 3857.7 | 4254.1963 | 3969.7578 | 4284.6165 | 4276.3413 | 4108.2582 | 4113.7544 | 3979.5675 | 712.6898 | 537.1423 | 572.9096 | 261.607 | 560.894 | 5171.5908 | 572.9096 | 1843.8168 | 847.991 | 1844.7827 | 716.5243 | 844.5186 | 4157.0327 | 8504.0605 | 1.6261 | 593.6174 | 1843.9228
MSS | CDC4 | Chicago (CDC) - 4th floor | 350 E. Cermak Rd | Chicago | IL | USA | 60616 | Americas | 41.8531 | -87.6183 | 0.73047 | -1.5292 | CDC4 | 575.7445 | 793.3264 | 793.3264 | 981.13 |  |  |  | 766.9515 | 638.4779 | 765.7874 | 799.4029 | 799.4029 | 421.6238 | 436.1117 | 913.8625 | 6306.1111 | 9382.1626 | 9291.2724 | 9286.1751 | 9286.1751 | 9286.1751 | 9298.5026 | 7792.1845 | 7792.1845 | 6493.5363 | 9680.9523 | 9256.4123 | 10990.7997 | 10989.5195 | 10988.6409 | 3981.0745 | 4256.6139 | 4248.3036 | 4259.0315 | 4139.3454 | 4329.3056 | 4329.1677 | 4453.9809 | 6102.5322 | 4134.0096 | 3957.2245 | 4331.6236 | 4253.6344 | 3985.7542 | 3857.7 | 4254.1963 | 3969.7578 | 4284.6165 | 4276.3413 | 4108.2582 | 4113.7544 | 3979.5675 | 712.6898 | 537.1423 | 572.9096 | 261.607 | 560.894 | 5171.5908 | 572.9096 | 1843.8168 | 847.991 | 1844.7827 | 716.5243 | 844.5186 | 4157.0327 | 8504.0605 | 1.6261 | 593.6174 | 1843.9228
MSS | MERDC | Meriden (MERDC) | 71 Deerfield Lane | Meriden | CT | USA | 06450 | Americas | 41.5004 | -72.762 | 0.72432 | -1.2699 | MERDC | 300.2345 | 1445.6916 | 1445.6916 | 1592.5407 | 766.9515 | 766.9515 | 766.9515 |  | 199.699 | 13.7605 | 33.6629 | 33.6629 | 386.4091 | 368.3167 | 1680.7855 | 6727.4958 | 9483.5817 | 9346.658 | 9344.4114 | 9344.4114 | 9344.4114 | 9357.2391 | 8008.5793 | 8008.5793 | 6884.6028 | 10434.5575 | 10016.0992 | 11637.0945 | 11636.4306 | 11635.5707 | 3408.2997 | 3683.9724 | 3675.7909 | 3768.4722 | 3549.8895 | 3769.9375 | 3769.798 | 3875.1508 | 5338.2461 | 3543.1452 | 3385.3145 | 3772.0861 | 3763.5134 | 3412.9841 | 3299.4425 | 3763.3145 | 3396.2234 | 3851.6303 | 3843.9666 | 3559.2616 | 3564.4183 | 3404.7753 | 91.4079 | 275.5366 | 307.7145 | 942.5726 | 347.1985 | 4746.4467 | 307.7145 | 2608.653 | 105.6619 | 2609.615 | 62.4737 | 103.3574 | 3609.6762 | 7784.3051 | 767.5585 | 288.2142 | 2608.7585
MSS | NDC | Newark (NDC) | 645 Paper Mill Rd | Newark | DE | USA | 19711 | Americas | 39.7126 | -75.7486 | 0.69312 | -1.3221 | NDC | 101.2522 | 1261.6099 | 1261.6099 | 1401.5316 | 638.4779 | 638.4779 | 638.4779 | 199.699 |  | 208.5757 | 229.8937 | 229.8937 | 346.0269 | 330.5142 | 1542.1424 | 6765.4377 | 9614.8683 | 9486.3184 | 9483.5063 | 9483.5063 | 9483.5063 | 9496.3111 | 8106.9053 | 8106.9053 | 6932.186 | 10262.3222 | 9850.6528 | 11609.4181 | 11608.3508 | 11607.4638 | 3607.9894 | 3883.6705 | 3875.4887 | 3965.7897 | 3749.507 | 3969.561 | 3969.4215 | 4074.8303 | 5470.1564 | 3742.7459 | 3584.9992 | 3971.7117 | 3960.8035 | 3612.6741 | 3498.968 | 3960.6453 | 3595.9154 | 4045.1701 | 4037.4479 | 3758.6815 | 3763.8465 | 3604.4712 | 226.5406 | 101.9014 | 108.6256 | 777.7603 | 147.6991 | 4706.8195 | 108.6256 | 2477.9938 | 305.331 | 2478.9638 | 138.4009 | 303.056 | 3809.0758 | 7872.2801 | 639.3996 | 88.5164 | 2478.1004
MSS | NEDC | Newington | 25 Holly Drive | Newington | CT | USA |  | Americas | 41.6993 | -72.7555 | 0.72779 | -1.2698 | NEDC | 308.4976 | 1449.8618 | 1449.8618 | 1597.9085 | 765.7874 | 765.7874 | 765.7874 | 13.7605 | 208.5757 |  | 33.993 | 33.993 | 380.8827 | 362.8099 | 1679.6412 | 6715.2943 | 9469.8485 | 9332.9926 | 9330.7398 | 9330.7398 | 9330.7398 | 9343.5674 | 7994.972 | 7994.972 | 6872.096 | 10436.1924 | 10016.9066 | 11626.4794 | 11625.8347 | 11624.9772 | 3399.6069 | 3675.3501 | 3667.1637 | 3758.3035 | 3541.6181 | 3761.0502 | 3760.9107 | 3866.714 | 5340.691 | 3534.9056 | 3376.5961 | 3763.2029 | 3753.3363 | 3404.2926 | 3290.4049 | 3753.1499 | 3387.5441 | 3840.6201 | 3832.9464 | 3550.1058 | 3555.2709 | 3396.1265 | 80.3419 | 280.978 | 316.0026 | 944.5452 | 355.651 | 4758.7444 | 316.0026 | 2606.5272 | 97.9997 | 2607.4882 | 70.2657 | 95.4077 | 3600.5007 | 7790.0321 | 766.3671 | 296.9879 | 2606.6326
MSS | NOR2 | Norwich (East) | 100 Winnenden Rd | Norwich | CT | USA | 06360 | Americas | 41.5746 | -72.1194 | 0.72561 | -1.2587 | NOR2 | 330.9398 | 1479.1085 | 1479.1085 | 1625.4386 | 799.4029 | 799.4029 | 799.4029 | 33.6629 | 229.8937 | 33.993 |  | 5.9055e-05 | 414.4329 | 396.3743 | 1713.2654 | 6737.4096 | 9475.2921 | 9336.6076 | 9334.4864 | 9334.4864 | 9334.4864 | 9347.3145 | 8007.4408 | 8007.4408 | 6892.8773 | 10468.1608 | 10049.5167 | 11653.1068 | 11652.5087 | 11651.6575 | 3378.846 | 3654.4055 | 3646.2316 | 3741.7343 | 3519.8198 | 3740.7803 | 3740.6408 | 3845.3073 | 5306.7393 | 3513.0321 | 3355.9008 | 3742.9223 | 3736.7944 | 3383.5285 | 3270.5431 | 3736.5679 | 3366.7493 | 3826.9752 | 3819.3398 | 3530.5548 | 3535.6973 | 3375.2546 | 109.2523 | 308.5858 | 338.3766 | 976.2033 | 377.5928 | 4737.0557 | 338.3766 | 2640.4248 | 77.0538 | 2641.386 | 94.9309 | 75.3421 | 3581.002 | 7756.7167 | 799.9925 | 318.2827 | 2640.5302
MSS | NOR1 | Norwich (North & South) | 100 Winnendon Rd | Norwich | CT | USA | 06360 | Americas | 41.5746 | -72.1194 | 0.72561 | -1.2587 | NOR1 | 330.9398 | 1479.1085 | 1479.1085 | 1625.4386 | 799.4029 | 799.4029 | 799.4029 | 33.6629 | 229.8937 | 33.993 | 5.9055e-05 |  | 414.4329 | 396.3743 | 1713.2654 | 6737.4096 | 9475.2921 | 9336.6076 | 9334.4864 | 9334.4864 | 9334.4864 | 9347.3145 | 8007.4408 | 8007.4408 | 6892.8773 | 10468.1608 | 10049.5167 | 11653.1068 | 11652.5087 | 11651.6575 | 3378.846 | 3654.4055 | 3646.2316 | 3741.7343 | 3519.8198 | 3740.7803 | 3740.6408 | 3845.3073 | 5306.7393 | 3513.0321 | 3355.9008 | 3742.9223 | 3736.7944 | 3383.5285 | 3270.5431 | 3736.5679 | 3366.7493 | 3826.9752 | 3819.3398 | 3530.5548 | 3535.6973 | 3375.2546 | 109.2523 | 308.5858 | 338.3766 | 976.2033 | 377.5928 | 4737.0557 | 338.3766 | 2640.4248 | 77.0538 | 2641.386 | 94.9309 | 75.3421 | 3581.002 | 7756.7167 | 799.9925 | 318.2827 | 2640.5302
MSS | BRDC | Brampton | 30 Bramtree Court | Brampton | Ontario | Canada | L6S 5Z7 | Americas | 43.746 | -79.7173 | 0.76351 | -1.3913 | BRDC | 353.4204 | 1185.8226 | 1185.8226 | 1359.1953 | 421.6238 | 421.6238 | 421.6238 | 386.4091 | 346.0269 | 380.8827 | 414.4329 | 414.4329 |  | 18.0946 | 1322.8176 | 6421.6344 | 9328.314 | 9211.7032 | 9208.0886 | 9208.0886 | 9208.0886 | 9220.7993 | 7791.1287 | 7791.1287 | 6590.6527 | 10097.5371 | 9670.1091 | 11276.7779 | 11275.867 | 11274.9848 | 3590.9312 | 3867.2385 | 3858.9474 | 3897.6835 | 3744.5489 | 3944.3493 | 3944.2105 | 4063.1502 | 5712.7364 | 3738.7828 | 3567.2823 | 3946.6185 | 3892.4276 | 3595.6252 | 3471.7477 | 3892.713 | 3579.3489 | 3945.2794 | 3937.2106 | 3726.0657 | 3731.4668 | 3588.7985 | 312.2014 | 280.7162 | 356.5964 | 649.804 | 376.8816 | 5050.5938 | 356.5964 | 2238.5375 | 446.4035 | 2239.4905 | 353.3583 | 442.8661 | 3775.5258 | 8170.7142 | 421.7478 | 362.882 | 2238.6418
MSS | TODC | Toronto | 100 Wellington St. West | Toronto | Ontario | Canada | M5K 1J3 | Americas | 43.6468 | -79.3825 | 0.76178 | -1.3855 | TODC | 341.2952 | 1196.3034 | 1196.3034 | 1368.4156 | 436.1117 | 436.1117 | 436.1117 | 368.3167 | 330.5142 | 362.8099 | 396.3743 | 396.3743 | 18.0946 |  | 1339.1295 | 6436.1447 | 9336.5406 | 9218.9751 | 9215.4211 | 9215.4211 | 9215.4211 | 9228.1415 | 7801.7829 | 7801.7829 | 6604.6333 | 10113.4987 | 9686.3978 | 11294.0999 | 11293.1965 | 11292.3147 | 3582.0913 | 3858.4401 | 3850.1521 | 3891.3799 | 3735.1993 | 3935.976 | 3935.8372 | 4054.1802 | 5695.26 | 3729.3871 | 3558.4662 | 3938.2402 | 3886.1362 | 3586.7861 | 3463.3454 | 3886.3994 | 3570.4833 | 3940.6351 | 3932.5828 | 3717.9859 | 3723.3773 | 3579.8945 | 294.3803 | 268.1419 | 344.7341 | 661.1906 | 366.3567 | 5036.0813 | 344.7341 | 2255.6779 | 428.7846 | 2256.6315 | 335.4217 | 425.2469 | 3767.5029 | 8152.6216 | 436.2767 | 350.1616 | 2255.7823
MSS | DDC | Aurora, (Denver) | 11900 East Cornell Ave, Suite A | Aurora | CO | USA | 80014 | Americas | 39.6617 | -104.85 | 0.69223 | -1.83 | DDC | 1466.1096 | 635.2622 | 635.2622 | 768.412 | 913.8625 | 913.8625 | 913.8625 | 1680.7855 | 1542.1424 | 1679.6412 | 1713.2654 | 1713.2654 | 1322.8176 | 1339.1295 |  | 5811.0074 | 9087.2262 | 9054.6867 | 9046.8628 | 9046.8628 | 9046.8628 | 9057.57 | 7472.5961 | 7472.5961 | 6027.8233 | 8775.3889 | 8347.2921 | 10128.1752 | 10126.6786 | 10125.8329 | 4718.1406 | 4987.0781 | 4978.8314 | 4907.3767 | 4888.8533 | 5044.885 | 5044.752 | 5186.2142 | 7012.2979 | 4884.9949 | 4694.042 | 5047.3163 | 4901.7055 | 4722.7031 | 4584.0661 | 4903.0196 | 4707.822 | 4873.2237 | 4864.6204 | 4819.1297 | 4824.8146 | 4718.5976 | 1624.9619 | 1440.337 | 1461.7561 | 788.299 | 1440.4776 | 5704.2456 | 1461.7561 | 938.4122 | 1760.6593 | 939.3863 | 1629.613 | 1757.1631 | 4865.022 | 9339.0694 | 913.2758 | 1484.463 | 938.5195
MSS | TDC | Tokyo | Tokyo Dia Building #5 10F, 1-28-23, Shinkawa, Chuo-ku | Tokyo | Tokyo | Japan |  | Asia | 35.6772 | 139.7823 | 0.62268 | 2.4397 | TDC | 6769.4874 | 6446.1533 | 6446.1533 | 6558.012 | 6306.1111 | 6306.1111 | 6306.1111 | 6727.4958 | 6765.4377 | 6715.2943 | 6737.4096 | 6737.4096 | 6421.6344 | 6436.1447 | 5811.0074 |  | 3313.5303 | 3327.3797 | 3317.7069 | 3317.7069 | 3317.7069 | 3326.1504 | 1790.6107 | 1790.6107 | 252.4623 | 5100.8613 | 4866.4188 | 4928.9682 | 4928.7172 | 4927.9284 | 5947.6297 | 5906.4351 | 5906.7869 | 5408.2563 | 6033.2967 | 5809.4528 | 5809.4844 | 5920.5516 | 8876.9395 | 6043.3657 | 5945.8308 | 5810.1833 | 5406.9856 | 5946.9021 | 5879.144 | 5411.1675 | 5954.0488 | 5087.0009 | 5086.039 | 5780.7675 | 5781.8863 | 5960.4558 | 6636.6346 | 6699.6347 | 6771.3299 | 6399.7711 | 6782.6399 | 11472.2258 | 6771.3299 | 5176.9039 | 6709.9716 | 5176.2305 | 6729.4964 | 6707.746 | 5762.3425 | 9163.0707 | 6304.519 | 6781.2817 | 5176.8273
MSS | HBDC | Henderson Building (HBDC) | 221 Henderson Road, #05-1 | Singapore | Singapore | Singapore |  | Asia | 1.2803 | 103.8208 | 0.022345 | 1.812 | HBDC | 9666.6779 | 9717.3459 | 9717.3459 | 9850.8555 | 9382.1626 | 9382.1626 | 9382.1626 | 9483.5817 | 9614.8683 | 9469.8485 | 9475.2921 | 9475.2921 | 9328.314 | 9336.5406 | 9087.2262 | 3313.5303 |  | 203.3318 | 197.1467 | 197.1467 | 197.1467 | 188.0648 | 1618.7487 | 1618.7487 | 3082.2999 | 3778.9794 | 3916.9006 | 2429.0762 | 2430.1313 | 2429.8106 | 6730.4047 | 6502.6118 | 6508.9412 | 6198.3757 | 6669.4723 | 6388.4095 | 6388.5307 | 6366.0769 | 7180.9551 | 6679.8635 | 6746.6355 | 6387.1567 | 6201.6123 | 6726.5307 | 6776.6897 | 6203.6348 | 6742.7386 | 5997.7191 | 6003.3359 | 6532.8336 | 6529.5074 | 6739.6728 | 9410.5941 | 9593.9212 | 9671.7117 | 9549.4834 | 9699.4331 | 9996.3773 | 9671.7117 | 8487.79 | 9413.9502 | 8487.0924 | 9517.2785 | 9413.53 | 6485.7491 | 6005.5665 | 9380.5545 | 9670.4939 | 8487.7108
MSS | HDC | Shah Alam (HDC) | Level 3A, HDC DATA CENTRE M-3A, Block M, No. 6, Persiaran Multimedia, i-City, Seksyen 7 | Shah Alam | Selangor Darul Ehsan | Malaysia | 40000 | Asia | 3.0651 | 101.4833 | 0.053497 | 1.7712 | HDC | 9543.3149 | 9677.3 | 9677.3 | 9822.5678 | 9291.2724 | 9291.2724 | 9291.2724 | 9346.658 | 9486.3184 | 9332.9926 | 9336.6076 | 9336.6076 | 9211.7032 | 9218.9751 | 9054.6867 | 3327.3797 |  |  | 11.1492 | 11.1492 | 11.1492 | 15.2676 | 1586.1382 | 1586.1382 | 3089.5509 | 3977.3741 | 4119.2943 | 2598.454 | 2599.5829 | 2599.3022 | 6533.7422 | 6304.0721 | 6310.461 | 6005.2628 | 6470.7229 | 6190.1743 | 6190.2963 | 6166.0706 | 7018.3605 | 6481.0691 | 6550.207 | 6188.8971 | 6008.5759 | 6529.8338 | 6581.9597 | 6010.5363 | 6546.1121 | 5809.0875 | 5814.8299 | 6336.7635 | 6333.3743 | 6542.8936 | 9276.7902 | 9471.4157 | 9548.6863 | 9471.7813 | 9578.1504 | 9944.3645 | 9548.6863 | 8502.8286 | 9272.8741 | 8502.1737 | 9383.219 | 9272.6384 | 6289.4276 | 5941.2369 | 9289.6833 | 9546.0134 | 8502.7539
MSS | KLDC1 | Kuala Lumpur (KLDC1) | Wisma CSC, 10A Jalan Bersatu 13/14 | Petaling Jaya | Selangor | Malaysia | 46200 PJ | Asia | 3.114 | 101.6371 | 0.05435 | 1.7739 | KLDC1 | 9540.1663 | 9669.8426 | 9669.8426 | 9814.6576 | 9286.1751 | 9286.1751 | 9286.1751 | 9344.4114 | 9483.5063 | 9330.7398 | 9334.4864 | 9334.4864 | 9208.0886 | 9215.4211 | 9046.8628 | 3317.7069 | 197.1467 | 11.1492 |  |  |  | 12.8281 | 1577.7177 | 1577.7177 | 3080.0468 | 3973.1034 | 4113.7959 | 2597.9873 | 2599.1092 | 2598.8246 | 6537.6147 | 6308.3488 | 6314.7238 | 6008.4768 | 6475.0511 | 6194.3793 | 6194.5011 | 6170.7179 | 7028.9468 | 6485.4081 | 6554.0328 | 6193.1076 | 6011.7771 | 6533.7131 | 6585.4647 | 6013.7479 | 6549.9775 | 5811.6048 | 5817.3293 | 6340.5157 | 6337.1387 | 6546.7898 | 9274.3164 | 9468.2033 | 9545.5164 | 9466.0179 | 9574.8716 | 9954.9518 | 9545.5164 | 8493.3415 | 9270.9214 | 8492.6854 | 9380.7737 | 9270.672 | 6293.2285 | 5951.9182 | 9284.5848 | 9542.9381 | 8493.2668
MSS | KLDC2 | Kuala Lumpur (KLDC2) | Wisma CSC, 10A Jalan Bersatu 13/14 | Petaling Jaya | Selangor | Malaysia |  | Asia | 3.114 | 101.6371 | 0.05435 | 1.7739 | KLDC2 | 9540.1663 | 9669.8426 | 9669.8426 | 9814.6576 | 9286.1751 | 9286.1751 | 9286.1751 | 9344.4114 | 9483.5063 | 9330.7398 | 9334.4864 | 9334.4864 | 9208.0886 | 9215.4211 | 9046.8628 | 3317.7069 | 197.1467 | 11.1492 |  |  |  | 12.8281 | 1577.7177 | 1577.7177 | 3080.0468 | 3973.1034 | 4113.7959 | 2597.9873 | 2599.1092 | 2598.8246 | 6537.6147 | 6308.3488 | 6314.7238 | 6008.4768 | 6475.0511 | 6194.3793 | 6194.5011 | 6170.7179 | 7028.9468 | 6485.4081 | 6554.0328 | 6193.1076 | 6011.7771 | 6533.7131 | 6585.4647 | 6013.7479 | 6549.9775 | 5811.6048 | 5817.3293 | 6340.5157 | 6337.1387 | 6546.7898 | 9274.3164 | 9468.2033 | 9545.5164 | 9466.0179 | 9574.8716 | 9954.9518 | 9545.5164 | 8493.3415 | 9270.9214 | 8492.6854 | 9380.7737 | 9270.672 | 6293.2285 | 5951.9182 | 9284.5848 | 9542.9381 | 8493.2668
MSS | KLDC3 | Kuala Lumpur (KLDC3) | Wisma CSC, 10A Jalan Bersatu 13/14 | Petaling Jaya | Selangor | Malaysia |  | Asia | 3.114 | 101.6371 | 0.05435 | 1.7739 | KLDC3 | 9540.1663 | 9669.8426 | 9669.8426 | 9814.6576 | 9286.1751 | 9286.1751 | 9286.1751 | 9344.4114 | 9483.5063 | 9330.7398 | 9334.4864 | 9334.4864 | 9208.0886 | 9215.4211 | 9046.8628 | 3317.7069 | 197.1467 | 11.1492 |  |  |  | 12.8281 | 1577.7177 | 1577.7177 | 3080.0468 | 3973.1034 | 4113.7959 | 2597.9873 | 2599.1092 | 2598.8246 | 6537.6147 | 6308.3488 | 6314.7238 | 6008.4768 | 6475.0511 | 6194.3793 | 6194.5011 | 6170.7179 | 7028.9468 | 6485.4081 | 6554.0328 | 6193.1076 | 6011.7771 | 6533.7131 | 6585.4647 | 6013.7479 | 6549.9775 | 5811.6048 | 5817.3293 | 6340.5157 | 6337.1387 | 6546.7898 | 9274.3164 | 9468.2033 | 9545.5164 | 9466.0179 | 9574.8716 | 9954.9518 | 9545.5164 | 8493.3415 | 9270.9214 | 8492.6854 | 9380.7737 | 9270.672 | 6293.2285 | 5951.9182 | 9284.5848 | 9542.9381 | 8493.2668
MSS | CYDC | Cyberjaya | 2nd Floor,TMNET CBJ1, TM Complex, Lingkaran Usahawan 1 Timur | Cyberjaya | Selangor | Malaysia |  | Asia | 2.9297 | 101.6578 | 0.051133 | 1.7743 | CYDC | 9552.9405 | 9680.8539 | 9680.8539 | 9825.2812 | 9298.5026 | 9298.5026 | 9298.5026 | 9357.2391 | 9496.3111 | 9343.5674 | 9347.3145 | 9347.3145 | 9220.7993 | 9228.1415 | 9057.57 | 3326.1504 | 188.0648 | 15.2676 | 12.8281 | 12.8281 | 12.8281 |  | 1587.8887 | 1587.8887 | 3088.775 | 3962.4372 | 4104.0829 | 2585.517 | 2586.6408 | 2586.3573 | 6548.545 | 6319.0091 | 6325.3937 | 6019.8036 | 6485.6756 | 6205.0888 | 6205.2108 | 6181.1123 | 7030.5164 | 6496.0251 | 6564.993 | 6203.8134 | 6023.111 | 6544.639 | 6596.6229 | 6025.076 | 6560.9123 | 5823.2969 | 5829.03 | 6351.5222 | 6348.1375 | 6557.7048 | 9287.1392 | 9480.9703 | 9558.2882 | 9478.073 | 9587.6304 | 9948.6047 | 9558.2882 | 8502.0671 | 9283.7472 | 8501.4089 | 9393.5974 | 9283.4982 | 6304.2043 | 5945.9173 | 9296.9119 | 9555.72 | 8501.9921
MSS | STDC1 | Sha Tin (STDC1) | 11 On Sum Street, Topsail Plaza | Sha Tin | New Territories | Hong Kong |  | Asia | 22.3909 | 114.2089 | 0.39079 | 1.9933 | STDC1 | 8141.7637 | 8100.1217 | 8100.1217 | 8239.1481 | 7792.1845 | 7792.1845 | 7792.1845 | 8008.5793 | 8106.9053 | 7994.972 | 8007.4408 | 8007.4408 | 7791.1287 | 7801.7829 | 7472.5961 | 1790.6107 | 1618.7487 | 1586.1382 | 1577.7177 | 1577.7177 | 1577.7177 | 1587.8887 |  |  | 1541.8825 | 4629.4721 | 4589.0446 | 3759.9943 | 3760.4703 | 3759.8936 | 5969.8336 | 5813.119 | 5817.0717 | 5387.5312 | 5975.2742 | 5697.0917 | 5697.1797 | 5738.9427 | 7766.3798 | 5986.4405 | 5978.7297 | 5696.7031 | 5388.9008 | 5967.149 | 5964.6784 | 5392.1335 | 5980.3754 | 5112.2185 | 5115.2607 | 5769.7934 | 5768.3296 | 5981.6465 | 7925.8189 | 8068.0815 | 8145.7231 | 7943.0662 | 8167.9905 | 11263.783 | 8145.7231 | 6933.3038 | 7957.7569 | 6932.6955 | 8030.6272 | 7956.5721 | 5732.4593 | 7385.5718 | 7790.5608 | 8148.7426 | 6933.2342
MSS | STDC2 | Sha Tin (STDC2) | 11 On Sum Street, Topsail Plaza | Sha Tin | New Territories | Hong Kong |  | Asia | 22.3909 | 114.2089 | 0.39079 | 1.9933 | STDC2 | 8141.7637 | 8100.1217 | 8100.1217 | 8239.1481 | 7792.1845 | 7792.1845 | 7792.1845 | 8008.5793 | 8106.9053 | 7994.972 | 8007.4408 | 8007.4408 | 7791.1287 | 7801.7829 | 7472.5961 | 1790.6107 | 1618.7487 | 1586.1382 | 1577.7177 | 1577.7177 | 1577.7177 | 1587.8887 |  |  | 1541.8825 | 4629.4721 | 4589.0446 | 3759.9943 | 3760.4703 | 3759.8936 | 5969.8336 | 5813.119 | 5817.0717 | 5387.5312 | 5975.2742 | 5697.0917 | 5697.1797 | 5738.9427 | 7766.3798 | 5986.4405 | 5978.7297 | 5696.7031 | 5388.9008 | 5967.149 | 5964.6784 | 5392.1335 | 5980.3754 | 5112.2185 | 5115.2607 | 5769.7934 | 5768.3296 | 5981.6465 | 7925.8189 | 8068.0815 | 8145.7231 | 7943.0662 | 8167.9905 | 11263.783 | 8145.7231 | 6933.3038 | 7957.7569 | 6932.6955 | 8030.6272 | 7956.5721 | 5732.4593 | 7385.5718 | 7790.5608 | 8148.7426 | 6933.2342
MSS | ODC | Panasonic denko Osaka Chuo data centre | 7F Keihanshi-kitahorie building 3-6-11 Kitahorie Nishi-ku | Osaka | Osaka | Japan |  | Asia | 34.6731 | 135.4888 | 0.60516 | 2.3647 | ODC | 6941.0737 | 6663.0273 | 6663.0273 | 6780.1327 | 6493.5363 | 6493.5363 | 6493.5363 | 6884.6028 | 6932.186 | 6872.096 | 6892.8773 | 6892.8773 | 6590.6527 | 6604.6333 | 6027.8233 | 252.4623 | 3082.2999 | 3089.5509 | 3080.0468 | 3080.0468 | 3080.0468 | 3088.775 | 1541.8825 | 1541.8825 |  | 5057.9227 | 4848.5745 | 4782.2253 | 4782.0779 | 4781.3126 | 5907.0531 | 5848.8152 | 5849.6833 | 5354.6753 | 5982.2806 | 5747.9268 | 5747.9668 | 5850.6231 | 8708.885 | 5992.6314 | 5906.7728 | 5748.5079 | 5353.7652 | 5906.0345 | 5846.858 | 5357.8657 | 5914.1465 | 5035.753 | 5035.353 | 5733.3288 | 5734.0915 | 5919.8939 | 6794.3579 | 6870.1872 | 6943.2591 | 6597.1961 | 6956.3554 | 11620.0909 | 6943.2591 | 5413.2982 | 6861.7984 | 5412.6412 | 6889.7273 | 6859.7169 | 5711.9647 | 8910.6563 | 6491.9315 | 6952.1882 | 5413.2233
MSS | CLDC | Clayton (Melbourne) | 310 Ferntree Gully Road | Notting Hill | VIC | Australia |  | Australia | -37.9006 | 145.1355 | -0.66149 | 2.5331 | CLDC | 10167.4249 | 9003.6248 | 9003.6248 | 8877.9992 | 9680.9523 | 9680.9523 | 9680.9523 | 10434.5575 | 10262.3222 | 10436.1924 | 10468.1608 | 10468.1608 | 10097.5371 | 10113.4987 | 8775.3889 | 5100.8613 | 3778.9794 | 3977.3741 | 3973.1034 | 3973.1034 | 3973.1034 | 3962.4372 | 4629.4721 | 4629.4721 | 5057.9227 |  | 437.6629 | 1705.123 | 1703.259 | 1702.8782 | 10505.7045 | 10281.446 | 10287.8272 | 9953.2871 | 10448.0164 | 10167.3888 | 10167.51 | 10139.5056 | 9016.1332 | 10458.3228 | 10520.8178 | 10166.1347 | 9955.8752 | 10501.986 | 10539.5876 | 9958.3806 | 10517.8553 | 9713.6296 | 9717.8055 | 10305.8068 | 10302.8072 | 10515.448 | 10391.8394 | 10167.3796 | 10161.0388 | 9492.056 | 10127.978 | 8169.1562 | 10161.0388 | 7875.8729 | 10525.4074 | 7874.9447 | 10376.6872 | 10522.0273 | 10260.0525 | 6416.2379 | 9680.599 | 10184.4106 | 7875.7716
MSS | PYDC | Pyrmont (Sydney) | 13a Union Street | Pyrmont | NSW | Australia |  | Australia | -33.8698 | 151.1596 | -0.59114 | 2.6382 | PYDC | 9758.3173 | 8599.1823 | 8599.1823 | 8482.5293 | 9256.4123 | 9256.4123 | 9256.4123 | 10016.0992 | 9850.6528 | 10016.9066 | 10049.5167 | 10049.5167 | 9670.1091 | 9686.3978 | 8347.2921 | 4866.4188 | 3916.9006 | 4119.2943 | 4113.7959 | 4113.7959 | 4113.7959 | 4104.0829 | 4589.0446 | 4589.0446 | 4848.5745 | 437.6629 |  | 2046.4176 | 2044.5283 | 2044.0302 | 10554.2369 | 10371.4684 | 10376.5837 | 9974.731 | 10538.5363 | 10254.2877 | 10254.3926 | 10260.9017 | 9452.8118 | 10549.549 | 10564.5222 | 10253.4917 | 9976.3096 | 10551.292 | 10553.6969 | 9979.4333 | 10565.2219 | 9700.2835 | 9703.0923 | 10352.5891 | 10350.7028 | 10565.6698 | 9968.8655 | 9753.5451 | 9752.2127 | 9075.5689 | 9720.7364 | 8341.9786 | 9752.2127 | 7442.249 | 10103.5879 | 7441.3161 | 9959.7849 | 10100.1533 | 10312.53 | 6846.6239 | 9255.9969 | 9775.7331 | 7442.1471
MSS | SUDC | Subiaco (Perth) | 516 Hay Street | Perth | WA | Australia |  | Australia | -31.9467 | 115.8204 | -0.55757 | 2.0214 | SUDC | 11564.9392 | 10546.9619 | 10546.9619 | 10469.2109 | 10990.7997 | 10990.7997 | 10990.7997 | 11637.0945 | 11609.4181 | 11626.4794 | 11653.1068 | 11653.1068 | 11276.7779 | 11294.0999 | 10128.1752 | 4928.9682 | 2429.0762 | 2598.454 | 2597.9873 | 2597.9873 | 2597.9873 | 2585.517 | 3759.9943 | 3759.9943 | 4782.2253 | 1705.123 | 2046.4176 |  | 1.8894 | 2.5042 | 8979.1277 | 8718.2014 | 8725.7471 | 8514.4955 | 8873.6404 | 8615.0608 | 8615.1958 | 8546.8534 | 7725.4987 | 8882.4633 | 8999.3595 | 8613.291 | 8518.5988 | 8974.7031 | 9057.9683 | 8519.8364 | 8991.7724 | 8360.1671 | 8366.6977 | 8798.3375 | 8793.9908 | 8985.804 | 11546.1376 | 11515.6925 | 11562.7093 | 10916.4677 | 11551.4992 | 8493.8593 | 11562.7093 | 9192.0324 | 11635.5403 | 9191.0578 | 11623.5774 | 11633.0738 | 8748.0816 | 5405.1192 | 10989.642 | 11582.2924 | 9191.9249
MSS | PEDC1 | Perth CBD | 240 St Georges Terrace | Perth | WA | Australia |  | Australia | -31.9527 | 115.8518 | -0.55768 | 2.022 | PEDC1 | 11563.7127 | 10545.2351 | 10545.2351 | 10467.4164 | 10989.5195 | 10989.5195 | 10989.5195 | 11636.4306 | 11608.3508 | 11625.8347 | 11652.5087 | 11652.5087 | 11275.867 | 11293.1965 | 10126.6786 | 4928.7172 | 2430.1313 | 2599.5829 | 2599.1092 | 2599.1092 | 2599.1092 | 2586.6408 | 3760.4703 | 3760.4703 | 4782.0779 | 1703.259 | 2044.5283 | 1.8894 |  | 0.88697 | 8980.7653 | 8719.8658 | 8727.4106 | 8516.0187 | 8875.3224 | 8616.7096 | 8616.8446 | 8548.5449 | 7727.1804 | 8884.1473 | 9000.993 | 8614.9403 | 8520.1206 | 8976.3411 | 9059.5662 | 8521.3596 | 8993.4101 | 8361.5909 | 8368.1194 | 8799.9469 | 8795.6013 | 8987.445 | 11545.4928 | 11514.5556 | 11561.4711 | 10914.9689 | 11550.2006 | 8494.0538 | 11561.4711 | 9190.5067 | 11635.1127 | 9189.5321 | 11622.783 | 11632.6404 | 8749.6932 | 5406.4441 | 10988.3629 | 11581.0757 | 9190.3992
MSS | PEDC2 | Belmont | 37-39 Robinson Avenue | Perth | WA | Australia |  | Australia | -31.944 | 115.863 | -0.55753 | 2.0222 | PEDC2 | 11562.8301 | 10544.4766 | 10544.4766 | 10466.7074 | 10988.6409 | 10988.6409 | 10988.6409 | 11635.5707 | 11607.4638 | 11624.9772 | 11651.6575 | 11651.6575 | 11274.9848 | 11292.3147 | 10125.8329 | 4927.9284 | 2429.8106 | 2599.3022 | 2598.8246 | 2598.8246 | 2598.8246 | 2586.3573 | 3759.8936 | 3759.8936 | 4781.3126 | 1702.8782 | 2044.0302 | 2.5042 | 0.88697 |  | 8980.8412 | 8719.9676 | 8727.5113 | 8515.9964 | 8875.4418 | 8616.7962 | 8616.9312 | 8548.6741 | 7727.9632 | 8884.2686 | 9001.0651 | 8615.0273 | 8520.0972 | 8976.4175 | 9059.606 | 8521.3373 | 8993.4861 | 8361.4941 | 8368.0211 | 8799.9969 | 8795.6524 | 8987.5241 | 11544.6353 | 11513.6693 | 11560.5892 | 10914.1238 | 11549.3236 | 8494.83 | 11560.5892 | 9189.6682 | 11634.2885 | 9188.6935 | 11621.9093 | 11631.8152 | 8749.7453 | 5407.3184 | 10987.4841 | 11580.1925 | 9189.5607
MSS | ADC | Aylesford | Link 20, Bellingham Way, Unit 20 | Aylesford | Kent | UK | ME20 6SP | EMEA | 51.3055 | 0.4472 | 0.89545 | 0.0078051 | ADC | 3708.0433 | 4771.8553 | 4771.8553 | 4949.9628 | 3981.0745 | 3981.0745 | 3981.0745 | 3408.2997 | 3607.9894 | 3399.6069 | 3378.846 | 3378.846 | 3590.9312 | 3582.0913 | 4718.1406 | 5947.6297 | 6730.4047 | 6533.7422 | 6537.6147 | 6537.6147 | 6537.6147 | 6548.545 | 5969.8336 | 5969.8336 | 5907.0531 | 10505.7045 | 10554.2369 | 8979.1277 | 8980.7653 | 8980.8412 |  | 276.4568 | 268.1908 | 583.5377 | 184.7761 | 366.0354 | 365.8976 | 472.9181 | 3548.8543 | 185.5151 | 24.0998 | 367.9749 | 582.5681 | 4.6973 | 146.0424 | 579.1318 | 12.652 | 882.38 | 881.4192 | 202.2058 | 204.5326 | 12.842 | 3400.5644 | 3672.1038 | 3715.5575 | 4233.5035 | 3755.2522 | 5890.7955 | 3715.5575 | 5396.985 | 3302.721 | 5397.6786 | 3469.8724 | 3304.952 | 245.8447 | 5994.7979 | 3980.593 | 3696.495 | 5397.0592
MSS | LXDC1 | Drosbach Data Centre | Rue Guillaume J Kroll, 12D | Luxembourg |  | Luxembourg | L-1862 | EMEA | 49.5819 | 6.1122 | 0.86537 | 0.10668 | LXDC1 | 3983.8185 | 5047.7389 | 5047.7389 | 5226.2047 | 4256.6139 | 4256.6139 | 4256.6139 | 3683.9724 | 3883.6705 | 3675.3501 | 3654.4055 | 3654.4055 | 3867.2385 | 3858.4401 | 4987.0781 | 5906.4351 | 6502.6118 | 6304.0721 | 6308.3488 | 6308.3488 | 6308.3488 | 6319.0091 | 5813.119 | 5813.119 | 5848.8152 | 10281.446 | 10371.4684 | 8718.2014 | 8719.8658 | 8719.9676 | 276.4568 |  | 8.3129 | 500.543 | 167.8487 | 117.2194 | 117.1169 | 199.1585 | 3448.6821 | 178.6466 | 299.9871 | 117.9788 | 502.3897 | 271.7595 | 403.0425 | 498.1081 | 288.2448 | 822.8079 | 824.6067 | 202.4355 | 197.3469 | 279.3145 | 3676.7311 | 3948.2087 | 3991.3301 | 4509.4302 | 4031.001 | 5984.9094 | 3991.3301 | 5651.0432 | 3578.3674 | 5651.7174 | 3745.613 | 3580.6175 | 182.0691 | 5823.9869 | 4256.1222 | 3972.1831 | 5651.1151
MSS | LXDC2 | Windhof Data Centre | ebrc - Windhof, 3 rue Pierre Flammang | Windhof (Koerich) | Luxembourg | Luxembourg | L-8399 | EMEA | 49.6484 | 5.9578 | 0.86653 | 0.10398 | LXDC2 | 3975.6302 | 5039.4329 | 5039.4329 | 5217.9097 | 4248.3036 | 4248.3036 | 4248.3036 | 3675.7909 | 3875.4887 | 3667.1637 | 3646.2316 | 3646.2316 | 3858.9474 | 3850.1521 | 4978.8314 | 5906.7869 | 6508.9412 | 6310.461 | 6314.7238 | 6314.7238 | 6314.7238 | 6325.3937 | 5817.0717 | 5817.0717 | 5849.6833 | 10287.8272 | 10376.5837 | 8725.7471 | 8727.4106 | 8727.5113 | 268.1908 | 8.3129 |  | 500.161 | 162.2516 | 122.3523 | 122.2448 | 207.4221 | 3452.2921 | 173.1457 | 291.7062 | 123.2387 | 501.9168 | 263.4935 | 394.7849 | 497.6471 | 279.9944 | 822.4594 | 824.1721 | 196.2274 | 191.2155 | 271.0974 | 3668.5107 | 3939.9942 | 3983.142 | 4501.1253 | 4022.8147 | 5982.8937 | 3983.142 | 5643.0976 | 3570.1876 | 5643.7722 | 3737.4269 | 3572.4363 | 177.4089 | 5829.764 | 4247.8118 | 3964.001 | 5643.1696
MSS | ENGDC | Copenhagen | Engvej 153 - 169, Amager Strandvej 108 | Copenhagen |  | Denmark |  | EMEA | 55.6466 | 12.6353 | 0.97122 | 0.22053 | ENGDC | 4062.6458 | 5050.7951 | 5050.7951 | 5240.0134 | 4259.0315 | 4259.0315 | 4259.0315 | 3768.4722 | 3965.7897 | 3758.3035 | 3741.7343 | 3741.7343 | 3897.6835 | 3891.3799 | 4907.3767 | 5408.2563 | 6198.3757 | 6005.2628 | 6008.4768 | 6008.4768 | 6008.4768 | 6019.8036 | 5387.5312 | 5387.5312 | 5354.6753 | 9953.2871 | 9974.731 | 8514.4955 | 8516.0187 | 8515.9964 | 583.5377 | 500.543 | 500.161 |  | 627.9569 | 417.0269 | 417.0205 | 568.1842 | 3914.2634 | 638.4522 | 591.4081 | 418.3806 | 5.7663 | 581.1209 | 586.9415 | 5.3419 | 593.6551 | 322.2988 | 324.0695 | 388.0989 | 387.6487 | 595.6659 | 3747.2731 | 4017.9391 | 4070.1454 | 4518.7984 | 4109.9916 | 6463.271 | 4070.1454 | 5482.6901 | 3664.6821 | 5483.2747 | 3827.8352 | 3666.4771 | 359.4521 | 6203.1926 | 4258.3229 | 4053.2137 | 5482.7519
MSS | PDC1 | Paris | Rue De La Belle Etoile 167 | Roissy | Grand Paris | France | 95700 | EMEA | 48.9828 | 2.507 | 0.85491 | 0.043755 | PDC1 | 3850.067 | 4928.1053 | 4928.1053 | 5103.6138 | 4139.3454 | 4139.3454 | 4139.3454 | 3549.8895 | 3749.507 | 3541.6181 | 3519.8198 | 3519.8198 | 3744.5489 | 3735.1993 | 4888.8533 | 6033.2967 | 6669.4723 | 6470.7229 | 6475.0511 | 6475.0511 | 6475.0511 | 6485.6756 | 5975.2742 | 5975.2742 | 5982.2806 | 10448.0164 | 10538.5363 | 8873.6404 | 8875.3224 | 8875.4418 | 184.7761 | 167.8487 | 162.2516 | 627.9569 |  | 284.5777 | 284.4688 | 328.734 | 3391.3938 | 11.1665 | 207.1366 | 285.4878 | 628.7001 | 181.0197 | 330.8154 | 624.6373 | 191.7755 | 946.8961 | 947.5849 | 257.2669 | 255.1476 | 179.7892 | 3545.6444 | 3816.4827 | 3857.5606 | 4389.7425 | 3897.088 | 5838.6598 | 3857.5606 | 5577.147 | 3444.2275 | 5577.8477 | 3611.8245 | 3446.5661 | 270.9596 | 5816.7336 | 4138.9078 | 3838.003 | 5577.2219
MSS | FRDC1 | Frankfurt | e-shelter GmbH & Co KG Eschborner Landstraße 100 | Frankfurt am Main | Hessen | Germany | D-60489 | EMEA | 50.1281 | 8.6006 | 0.8749 | 0.15011 | FRDC1 | 4069.3235 | 5121.6594 | 5121.6594 | 5302.288 | 4329.3056 | 4329.3056 | 4329.3056 | 3769.9375 | 3969.561 | 3761.0502 | 3740.7803 | 3740.7803 | 3944.3493 | 3935.976 | 5044.885 | 5809.4528 | 6388.4095 | 6190.1743 | 6194.3793 | 6194.3793 | 6194.3793 | 6205.0888 | 5697.0917 | 5697.0917 | 5747.9268 | 10167.3888 | 10254.2877 | 8615.0608 | 8616.7096 | 8616.7962 | 366.0354 | 117.2194 | 122.3523 | 417.0269 | 284.5777 |  |  | 172.9867 | 3504.3992 | 295.4922 | 387.7212 | 2.4913 | 419.8281 | 361.4689 | 472.6526 | 415.4931 | 378.5653 | 735.7112 | 738.3618 | 226.0761 | 220.3611 | 371.6903 | 3760.3941 | 4032.1685 | 4076.8441 | 4583.7642 | 4116.6012 | 6093.2077 | 4076.8441 | 5690.3066 | 3664.453 | 5690.9606 | 3831.307 | 3666.6331 | 183.0418 | 5843.3621 | 4328.7734 | 4058.0288 | 5690.3762
MSS | FRDC2 | Frankfurt | Global Switch FM Eschborner Landstrasse 110 | Frankfurt am Main | Hessen | Germany | D-60489 | EMEA | 50.129 | 8.5977 | 0.87492 | 0.15006 | FRDC2 | 4069.184 | 5121.5213 | 5121.5213 | 5302.1494 | 4329.1677 | 4329.1677 | 4329.1677 | 3769.798 | 3969.4215 | 3760.9107 | 3740.6408 | 3740.6408 | 3944.2105 | 3935.8372 | 5044.752 | 5809.4844 | 6388.5307 | 6190.2963 | 6194.5011 | 6194.5011 | 6194.5011 | 6205.2108 | 5697.1797 | 5697.1797 | 5747.9668 | 10167.51 | 10254.3926 | 8615.1958 | 8616.8446 | 8616.9312 | 365.8976 | 117.1169 | 122.2448 | 417.0205 | 284.4688 |  |  | 173.0707 | 3504.4322 | 295.384 | 387.5828 | 2.6129 | 419.8201 | 361.3311 | 472.5137 | 415.4851 | 378.4275 | 735.717 | 738.366 | 225.9455 | 220.2304 | 371.5532 | 3760.2546 | 4032.029 | 4076.7046 | 4583.626 | 4116.4617 | 6093.1491 | 4076.7046 | 5690.183 | 3664.3135 | 5690.8371 | 3831.1675 | 3666.4936 | 182.9188 | 5843.4382 | 4328.6355 | 4057.8893 | 5690.2527
MSS | FDHDC | Friedrichshafen | Alte Ziegelei 3 | Immenstaad |  | Germany |  | EMEA | 47.6809 | 9.3853 | 0.83219 | 0.1638 | FDHDC | 4175.2103 | 5244.6283 | 5244.6283 | 5422.2951 | 4453.9809 | 4453.9809 | 4453.9809 | 3875.1508 | 4074.8303 | 3866.714 | 3845.3073 | 3845.3073 | 4063.1502 | 4054.1802 | 5186.2142 | 5920.5516 | 6366.0769 | 6166.0706 | 6170.7179 | 6170.7179 | 6170.7179 | 6181.1123 | 5738.9427 | 5738.9427 | 5850.6231 | 10139.5056 | 10260.9017 | 8546.8534 | 8548.5449 | 8548.6741 | 472.9181 | 199.1585 | 207.4221 | 568.1842 | 328.734 | 172.9867 | 173.0707 |  | 3346.088 | 336.8297 | 496.8044 | 170.6931 | 571.8039 | 468.2417 | 602.2003 | 567.5488 | 484.2297 | 876.1994 | 879.8597 | 383.4887 | 377.8443 | 474.516 | 3869.4087 | 4140.6192 | 4182.7132 | 4706.2538 | 4222.3124 | 6011.759 | 4182.7132 | 5846.7463 | 3769.5013 | 5847.4138 | 3936.9562 | 3771.7991 | 347.7158 | 5670.7877 | 4453.5008 | 4163.3444 | 5846.8175
MSS | AMDC1 | Amsterdam |  | Amsterdam |  | Netherlands |  | EMEA |  |  | 0 | 0 | AMDC1 | 5547.7432 | 6625.8345 | 6625.8345 | 6684.8942 | 6102.5322 | 6102.5322 | 6102.5322 | 5338.2461 | 5470.1564 | 5340.691 | 5306.7393 | 5306.7393 | 5712.7364 | 5695.26 | 7012.2979 | 8876.9395 | 7180.9551 | 7018.3605 | 7028.9468 | 7028.9468 | 7028.9468 | 7030.5164 | 7766.3798 | 7766.3798 | 8708.885 | 9016.1332 | 9452.8118 | 7725.4987 | 7727.1804 | 7727.9632 | 3548.8543 | 3448.6821 | 3452.2921 | 3914.2634 | 3391.3938 | 3504.3992 | 3504.4322 | 3346.088 |  | 3385.1244 | 3562.9793 | 3502.6741 | 3917.8909 | 3547.0539 | 3675.238 | 3913.6337 | 3549.0897 | 4214.8952 | 4219.4433 | 3635.106 | 3631.3857 | 3538.2541 | 5401.9026 | 5571.9633 | 5552.3899 | 6236.0228 | 5575.733 | 3544.9544 | 5552.3899 | 7946.3299 | 5266.6424 | 7947.2951 | 5386.3945 | 5270.1795 | 3628.3484 | 2634.123 | 6103.2602 | 5529.4043 | 7946.4358
MSS | PDC2 | Clichy, Paris | rue petit 7 | Clichy | Grand Paris | France | 92110 | EMEA | 48.8997 | 2.2962 | 0.85346 | 0.040077 | PDC2 | 3843.338 | 4922.5363 | 4922.5363 | 5097.7918 | 4134.0096 | 4134.0096 | 4134.0096 | 3543.1452 | 3742.7459 | 3534.9056 | 3513.0321 | 3513.0321 | 3738.7828 | 3729.3871 | 4884.9949 | 6043.3657 | 6679.8635 | 6481.0691 | 6485.4081 | 6485.4081 | 6485.4081 | 6496.0251 | 5986.4405 | 5986.4405 | 5992.6314 | 10458.3228 | 10549.549 | 8882.4633 | 8884.1473 | 8884.2686 | 185.5151 | 178.6466 | 173.1457 | 638.4522 | 11.1665 | 295.4922 | 295.384 | 336.8297 | 3385.1244 |  | 207.3274 | 296.383 | 639.1604 | 181.937 | 331.4484 | 635.1071 | 191.8783 | 957.1382 | 957.7859 | 266.314 | 264.3272 | 179.8138 | 3539.166 | 3809.9344 | 3850.8297 | 4384.1938 | 3890.3425 | 5827.8346 | 3850.8297 | 5575.0748 | 3437.4836 | 5575.7775 | 3605.1035 | 3439.83 | 281.0405 | 5813.3602 | 4133.5765 | 3831.2363 | 5575.15
MSS | LODC | London | Global Switch 2, 3 Nutmeg Lane | London | Greater London | UK | E14 2AX | EMEA | 51.5111 | -0.003749 | 0.89904 | -6.5432e-05 | LODC | 3685.0175 | 4748.0711 | 4748.0711 | 4926.2848 | 3957.2245 | 3957.2245 | 3957.2245 | 3385.3145 | 3584.9992 | 3376.5961 | 3355.9008 | 3355.9008 | 3567.2823 | 3558.4662 | 4694.042 | 5945.8308 | 6746.6355 | 6550.207 | 6554.0328 | 6554.0328 | 6554.0328 | 6564.993 | 5978.7297 | 5978.7297 | 5906.7728 | 10520.8178 | 10564.5222 | 8999.3595 | 9000.993 | 9001.0651 | 24.0998 | 299.9871 | 291.7062 | 591.4081 | 207.1366 | 387.7212 | 387.5828 | 496.8044 | 3562.9793 | 207.3274 |  | 389.7034 | 590.2175 | 28.6929 | 124.3614 | 586.8875 | 15.491 | 886.1548 | 884.9609 | 215.2783 | 218.0953 | 27.5917 | 3377.3696 | 3648.9385 | 3692.5326 | 4209.7281 | 3732.2359 | 5887.9686 | 3692.5326 | 5373.279 | 3279.7465 | 5373.9733 | 3446.8618 | 3281.9706 | 260.9617 | 6013.6031 | 3956.7414 | 3673.5014 | 5373.3532
MSS | FRDC3 | Frankfurt | Itenos Kleyerstraße 90 | Frankfurt am Main | Hessen | Germany | 60326 | EMEA | 50.0986 | 8.6328 | 0.87439 | 0.15067 | FRDC3 | 4071.4806 | 5123.9674 | 5123.9674 | 5304.5734 | 4331.6236 | 4331.6236 | 4331.6236 | 3772.0861 | 3971.7117 | 3763.2029 | 3742.9223 | 3742.9223 | 3946.6185 | 3938.2402 | 5047.3163 | 5810.1833 | 6387.1567 | 6188.8971 | 6193.1076 | 6193.1076 | 6193.1076 | 6203.8134 | 5696.7031 | 5696.7031 | 5748.5079 | 10166.1347 | 10253.4917 | 8613.291 | 8614.9403 | 8615.0273 | 367.9749 | 117.9788 | 123.2387 | 418.3806 | 285.4878 | 2.4913 | 2.6129 | 170.6931 | 3502.6741 | 296.383 | 389.7034 |  | 421.2069 | 363.4037 | 474.9082 | 416.8725 | 380.4973 | 736.8754 | 739.5506 | 228.5331 | 222.8172 | 373.58 | 3762.5774 | 4034.3486 | 4079.0011 | 4586.0663 | 4118.7571 | 6092.977 | 4079.0011 | 5692.7955 | 3666.5992 | 5693.4496 | 3833.4601 | 3668.7803 | 185.5316 | 5841.1377 | 4331.0917 | 4060.1805 | 5692.8652
MSS | LPADC | Lersø ParkAlle ( LPA) | Lersø ParkAlle 100-104 | Copenhagen |  | Denmark |  | EMEA | 55.7141 | 12.5487 | 0.97239 | 0.21902 | LPADC | 4057.6343 | 5045.3707 | 5045.3707 | 5234.6257 | 4253.6344 | 4253.6344 | 4253.6344 | 3763.5134 | 3960.8035 | 3753.3363 | 3736.7944 | 3736.7944 | 3892.4276 | 3886.1362 | 4901.7055 | 5406.9856 | 6201.6123 | 6008.5759 | 6011.7771 | 6011.7771 | 6011.7771 | 6023.111 | 5388.9008 | 5388.9008 | 5353.7652 | 9955.8752 | 9976.3096 | 8518.5988 | 8520.1206 | 8520.0972 | 582.5681 | 502.3897 | 501.9168 | 5.7663 | 628.7001 | 419.8281 | 419.8201 | 571.8039 | 3917.8909 | 639.1604 | 590.2175 | 421.2069 |  | 580.1909 | 584.5883 | 4.3362 | 592.6114 | 320.6306 | 322.2566 | 387.77 | 387.4048 | 594.7366 | 3742.2349 | 4012.8788 | 4065.1333 | 4513.4193 | 4104.9781 | 6463.3941 | 4065.1333 | 5476.9243 | 3659.7417 | 5477.5088 | 3822.8588 | 3661.5338 | 359.7744 | 6208.1368 | 4252.925 | 4048.2155 | 5476.9861
MSS | MDC | Maidstone (MDC) | Pegasus Place, Lodge Road | Maidstone | Kent | UK | ME14 5EH | EMEA | 51.2788 | 0.54703 | 0.89498 | 0.0095475 | MDC | 3712.7296 | 4776.5416 | 4776.5416 | 4954.6557 | 3985.7542 | 3985.7542 | 3985.7542 | 3412.9841 | 3612.6741 | 3404.2926 | 3383.5285 | 3383.5285 | 3595.6252 | 3586.7861 | 4722.7031 | 5946.9021 | 6726.5307 | 6529.8338 | 6533.7131 | 6533.7131 | 6533.7131 | 6544.639 | 5967.149 | 5967.149 | 5906.0345 | 10501.986 | 10551.292 | 8974.7031 | 8976.3411 | 8976.4175 | 4.6973 | 271.7595 | 263.4935 | 581.1209 | 181.0197 | 361.4689 | 361.3311 | 468.2417 | 3547.0539 | 181.937 | 28.6929 | 363.4037 | 580.1909 |  | 149.8229 | 576.7362 | 17.1077 | 880.6722 | 879.7546 | 199.0176 | 201.2556 | 14.5457 | 3405.2573 | 3676.7957 | 3720.2437 | 4238.1904 | 3759.9381 | 5892.3989 | 3720.2437 | 5401.2905 | 3307.405 | 5401.9838 | 3474.5581 | 3309.6363 | 242.2703 | 5991.9012 | 3985.2725 | 3701.1799 | 5401.3646
MSS | NODC | Northern (NDC)or spend 40M to fix | Nunn Brook Rise | Huthwaite | Chesterfield | UK |  | EMEA | 53.1229 | -1.3074 | 0.92717 | -0.022818 | NODC | 3598.4926 | 4649.7138 | 4649.7138 | 4829.8587 | 3857.7 | 3857.7 | 3857.7 | 3299.4425 | 3498.968 | 3290.4049 | 3270.5431 | 3270.5431 | 3471.7477 | 3463.3454 | 4584.0661 | 5879.144 | 6776.6897 | 6581.9597 | 6585.4647 | 6585.4647 | 6585.4647 | 6596.6229 | 5964.6784 | 5964.6784 | 5846.858 | 10539.5876 | 10553.6969 | 9057.9683 | 9059.5662 | 9059.606 | 146.0424 | 403.0425 | 394.7849 | 586.9415 | 330.8154 | 472.6526 | 472.5137 | 602.2003 | 3675.238 | 331.4484 | 124.3614 | 474.9082 | 584.5883 | 149.8229 |  | 581.9215 | 139.852 | 854.8439 | 852.4709 | 262.0343 | 266.8519 | 151.9523 | 3288.7721 | 3560.6177 | 3606.0163 | 4111.6728 | 3645.8105 | 5933.6755 | 3606.0163 | 5254.9388 | 3194.0616 | 5255.6263 | 3360.639 | 3196.1989 | 312.7909 | 6135.8893 | 3857.182 | 3587.3877 | 5255.0123
MSS | RTVDC | Retorvej (RTV) (aka Valby) | Retorvej 8, 2500 Valby | Copenhagen |  | Denmark |  | EMEA | 55.6578 | 12.4999 | 0.97141 | 0.21816 | RTVDC | 4057.5142 | 5045.9912 | 5045.9912 | 5235.1676 | 4254.1963 | 4254.1963 | 4254.1963 | 3763.3145 | 3960.6453 | 3753.1499 | 3736.5679 | 3736.5679 | 3892.713 | 3886.3994 | 4903.0196 | 5411.1675 | 6203.6348 | 6010.5363 | 6013.7479 | 6013.7479 | 6013.7479 | 6025.076 | 5392.1335 | 5392.1335 | 5357.8657 | 9958.3806 | 9979.4333 | 8519.8364 | 8521.3596 | 8521.3373 | 579.1318 | 498.1081 | 497.6471 | 5.3419 | 624.6373 | 415.4931 | 415.4851 | 567.5488 | 3913.6337 | 635.1071 | 586.8875 | 416.8725 | 4.3362 | 576.7362 | 581.9215 |  | 589.2102 | 324.8775 | 326.525 | 384.0556 | 383.6576 | 591.2817 | 3742.1558 | 4012.834 | 4065.0141 | 4513.9435 | 4104.8611 | 6459.5247 | 4065.0141 | 5479.0097 | 3659.516 | 5479.595 | 3822.686 | 3661.3122 | 355.8297 | 6204.419 | 4253.4887 | 4048.0752 | 5479.0715
MSS | SDC | Sevenoaks | Units D2-D4, North Downs Business Park, Lime Pit Lane | Seven Oaks | Kent | UK | TN13 2TL | EMEA | 51.3101 | 0.15469 | 0.89553 | 0.0026999 | SDC | 3695.9879 | 4760.4377 | 4760.4377 | 4938.4103 | 3969.7578 | 3969.7578 | 3969.7578 | 3396.2234 | 3595.9154 | 3387.5441 | 3366.7493 | 3366.7493 | 3579.3489 | 3570.4833 | 4707.822 | 5954.0488 | 6742.7386 | 6546.1121 | 6549.9775 | 6549.9775 | 6549.9775 | 6560.9123 | 5980.3754 | 5980.3754 | 5914.1465 | 10517.8553 | 10565.2219 | 8991.7724 | 8993.4101 | 8993.4861 | 12.652 | 288.2448 | 279.9944 | 593.6551 | 191.7755 | 378.5653 | 378.4275 | 484.2297 | 3549.0897 | 191.8783 | 15.491 | 380.4973 | 592.6114 | 17.1077 | 139.852 | 589.2102 |  | 891.0603 | 890.0092 | 213.7217 | 216.1756 | 12.1007 | 3388.6084 | 3660.1287 | 3703.5015 | 4222.0747 | 3743.1917 | 5882.4086 | 3703.5015 | 5388.0627 | 3290.6395 | 5388.7579 | 3457.8093 | 3292.874 | 257.8722 | 5998.3938 | 3969.279 | 3684.4225 | 5388.1371
MSS | STODC1 | Stockholm | Kvastvägen 25-29, 128 62 Sköndal | Stockholm | Stockholm | Sweden |  | EMEA | 59.2636 | 18.1048 | 1.0343 | 0.31599 | STODC1 | 4138.8871 | 5068.9334 | 5068.9334 | 5263.3503 | 4284.6165 | 4284.6165 | 4284.6165 | 3851.6303 | 4045.1701 | 3840.6201 | 3826.9752 | 3826.9752 | 3945.2794 | 3940.6351 | 4873.2237 | 5087.0009 | 5997.7191 | 5809.0875 | 5811.6048 | 5811.6048 | 5811.6048 | 5823.2969 | 5112.2185 | 5112.2185 | 5035.753 | 9713.6296 | 9700.2835 | 8360.1671 | 8361.5909 | 8361.4941 | 882.38 | 822.8079 | 822.4594 | 322.2988 | 946.8961 | 735.7112 | 735.717 | 876.1994 | 4214.8952 | 957.1382 | 886.1548 | 736.8754 | 320.6306 | 880.6722 | 854.8439 | 324.8775 | 891.0603 |  | 8.6475 | 698.5741 | 699.0598 | 895.0411 | 3821.9723 | 4088.9638 | 4146.297 | 4546.1196 | 4185.8195 | 6772.8731 | 4146.297 | 5385.4808 | 3750.2347 | 5386.0018 | 3908.868 | 3751.7246 | 676.2586 | 6443.6675 | 4283.7765 | 4130.9401 | 5385.5354
MSS | STODC2 | Stockholm | Mariehällsvägen 36, Bromma | Stockholm | Stockholm | Sweden |  | EMEA | 59.3627 | 17.9556 | 1.0361 | 0.31338 | STODC2 | 4131.1214 | 5060.5805 | 5060.5805 | 5255.0296 | 4276.3413 | 4276.3413 | 4276.3413 | 3843.9666 | 4037.4479 | 3832.9464 | 3819.3398 | 3819.3398 | 3937.2106 | 3932.5828 | 4864.6204 | 5086.039 | 6003.3359 | 5814.8299 | 5817.3293 | 5817.3293 | 5817.3293 | 5829.03 | 5115.2607 | 5115.2607 | 5035.353 | 9717.8055 | 9703.0923 | 8366.6977 | 8368.1194 | 8368.0211 | 881.4192 | 824.6067 | 824.1721 | 324.0695 | 947.5849 | 738.3618 | 738.366 | 879.8597 | 4219.4433 | 957.7859 | 884.9609 | 739.5506 | 322.2566 | 879.7546 | 852.4709 | 326.525 | 890.0092 | 8.6475 |  | 698.5577 | 699.1144 | 894.1007 | 3814.2052 | 4081.1387 | 4138.5298 | 4537.8495 | 4178.0464 | 6772.0967 | 4138.5298 | 5376.8811 | 3742.6081 | 5377.4023 | 3901.174 | 3744.0939 | 676.82 | 6450.5613 | 4275.5002 | 4123.1929 | 5376.9358
MSS | AMDC3 | Amsterdam | CSC Computer Sciences BV, c/o TelecityGroup, Gyroscoppweg 2e-2f | Amsterdam |  | Netherlands | 1042 AB | EMEA | 52.3968 | 4.8387 | 0.9145 | 0.084452 | AMDC3 | 3857.9908 | 4901.0655 | 4901.0655 | 5082.9044 | 4108.2582 | 4108.2582 | 4108.2582 | 3559.2616 | 3758.6815 | 3550.1058 | 3530.5548 | 3530.5548 | 3726.0657 | 3717.9859 | 4819.1297 | 5780.7675 | 6532.8336 | 6336.7635 | 6340.5157 | 6340.5157 | 6340.5157 | 6351.5222 | 5769.7934 | 5769.7934 | 5733.3288 | 10305.8068 | 10352.5891 | 8798.3375 | 8799.9469 | 8799.9969 | 202.2058 | 202.4355 | 196.2274 | 388.0989 | 257.2669 | 226.0761 | 225.9455 | 383.4887 | 3635.106 | 266.314 | 215.2783 | 228.5331 | 387.77 | 199.0176 | 262.0343 | 384.0556 | 213.7217 | 698.5741 | 698.5577 |  | 5.7304 | 213.2641 | 3547.4493 | 3819.3472 | 3865.5163 | 4363.541 | 3905.338 | 6076.5984 | 3865.5163 | 5465.966 | 3453.9743 | 5466.6252 | 3620.311 | 3456.0795 | 50.7585 | 6025.6299 | 4107.705 | 3847.0501 | 5466.0363
MSS | AMDC4 | Amsterdam | CSC Computer Sciences BV, c/o TelecityGroup, Wenckebachweg 127 | Amsterdam |  | Netherlands | 1096 AM | EMEA | 52.3365 | 4.9319 | 0.91344 | 0.086078 | AMDC4 | 3863.1708 | 4906.5485 | 4906.5485 | 5088.3474 | 4113.7544 | 4113.7544 | 4113.7544 | 3564.4183 | 3763.8465 | 3555.2709 | 3535.6973 | 3535.6973 | 3731.4668 | 3723.3773 | 4824.8146 | 5781.8863 | 6529.5074 | 6333.3743 | 6337.1387 | 6337.1387 | 6337.1387 | 6348.1375 | 5768.3296 | 5768.3296 | 5734.0915 | 10302.8072 | 10350.7028 | 8793.9908 | 8795.6013 | 8795.6524 | 204.5326 | 197.3469 | 191.2155 | 387.6487 | 255.1476 | 220.3611 | 220.2304 | 377.8443 | 3631.3857 | 264.3272 | 218.0953 | 222.8172 | 387.4048 | 201.2556 | 266.8519 | 383.6576 | 216.1756 | 699.0598 | 699.1144 | 5.7304 |  | 215.4224 | 3552.677 | 3824.5733 | 3870.6962 | 4369.0097 | 3910.5162 | 6076.5997 | 3870.6962 | 5471.6886 | 3459.1238 | 5472.3478 | 3625.4783 | 3461.2314 | 46.0332 | 6020.7737 | 4113.2019 | 3852.219 | 5471.7588
MSS | RTWDC | Tunbridge Wells (RTW) | Spectrum House, Chapman Way, High Brooms | Tunbridge Wells | Kent | UK | TN2 3EF | EMEA | 51.1531 | 0.27785 | 0.89279 | 0.0048494 | RTWDC | 3704.585 | 4770.114 | 4770.114 | 4947.8983 | 3979.5675 | 3979.5675 | 3979.5675 | 3404.7753 | 3604.4712 | 3396.1265 | 3375.2546 | 3375.2546 | 3588.7985 | 3579.8945 | 4718.5976 | 5960.4558 | 6739.6728 | 6542.8936 | 6546.7898 | 6546.7898 | 6546.7898 | 6557.7048 | 5981.6465 | 5981.6465 | 5919.8939 | 10515.448 | 10565.6698 | 8985.804 | 8987.445 | 8987.5241 | 12.842 | 279.3145 | 271.0974 | 595.6659 | 179.7892 | 371.6903 | 371.5532 | 474.516 | 3538.2541 | 179.8138 | 27.5917 | 373.58 | 594.7366 | 14.5457 | 151.9523 | 591.2817 | 12.1007 | 895.0411 | 894.1007 | 213.2641 | 215.4224 |  | 3397.4166 | 3668.8968 | 3712.0975 | 4231.7381 | 3751.777 | 5878.0846 | 3712.0975 | 5399.617 | 3299.1801 | 5400.3128 | 3466.3907 | 3301.4226 | 256.0676 | 5986.5164 | 3979.092 | 3692.9815 | 5399.6914
NPS | RDC | Rensselaer (Albany) | 327 Columbia Turnpike | Rensselaer | NY | USA |  | Americas | 42.612 | -73.7245 | 0.74372 | -1.2867 | RDC | 316.9179 | 1422.4237 | 1422.4237 | 1577.3923 | 712.6898 | 712.6898 | 712.6898 | 91.4079 | 226.5406 | 80.3419 | 109.2523 | 109.2523 | 312.2014 | 294.3803 | 1624.9619 | 6636.6346 | 9410.5941 | 9276.7902 | 9274.3164 | 9274.3164 | 9274.3164 | 9287.1392 | 7925.8189 | 7925.8189 | 6794.3579 | 10391.8394 | 9968.8655 | 11546.1376 | 11545.4928 | 11544.6353 | 3400.5644 | 3676.7311 | 3668.5107 | 3747.2731 | 3545.6444 | 3760.3941 | 3760.2546 | 3869.4087 | 5401.9026 | 3539.166 | 3377.3696 | 3762.5774 | 3742.2349 | 3405.2573 | 3288.7721 | 3742.1558 | 3388.6084 | 3821.9723 | 3814.2052 | 3547.4493 | 3552.677 | 3397.4166 |  | 271.9056 | 324.3247 | 906.1846 | 363.8828 | 4837.151 | 324.3247 | 2547.2559 | 135.8255 | 2548.213 | 106.6972 | 132.3102 | 3597.6708 | 7862.0819 | 713.1431 | 309.4655 | 2547.3608
NPS | CHADC | Chambersburg | Letterkenny Army Depot 3 North Overcash Avenue | Chambersburg | PA | USA |  | Americas | 39.996 | -77.6319 | 0.69806 | -1.3549 | CHADC | 73.6936 | 1171.2391 | 1171.2391 | 1317.033 | 537.1423 | 537.1423 | 537.1423 | 275.5366 | 101.9014 | 280.978 | 308.5858 | 308.5858 | 280.7162 | 268.1419 | 1440.337 | 6699.6347 | 9593.9212 | 9471.4157 | 9468.2033 | 9468.2033 | 9468.2033 | 9480.9703 | 8068.0815 | 8068.0815 | 6870.1872 | 10167.3796 | 9753.5451 | 11515.6925 | 11514.5556 | 11513.6693 | 3672.1038 | 3948.2087 | 3939.9942 | 4017.9391 | 3816.4827 | 4032.1685 | 4032.029 | 4140.6192 | 5571.9633 | 3809.9344 | 3648.9385 | 4034.3486 | 4012.8788 | 3676.7957 | 3560.6177 | 4012.834 | 3660.1287 | 4088.9638 | 4081.1387 | 3819.3472 | 3824.5733 | 3668.8968 | 271.9056 |  | 78.0254 | 678.6865 | 107.9852 | 4772.6653 | 78.0254 | 2376.0937 | 378.583 | 2377.0637 | 213.7432 | 375.7919 | 3869.5727 | 7971.3284 | 538.0887 | 82.1861 | 2376.2003
NPS | CHDC1 | Chantilly | 15000 Conference Center Drive | Chantilly | VA | USA |  | Americas | 38.8753 | -77.4654 | 0.6785 | -1.352 | CHDC1 | 7.5262 | 1158.0908 | 1158.0908 | 1294.8771 | 572.9096 | 572.9096 | 572.9096 | 307.7145 | 108.6256 | 316.0026 | 338.3766 | 338.3766 | 356.5964 | 344.7341 | 1461.7561 | 6771.3299 | 9671.7117 | 9548.6863 | 9545.5164 | 9545.5164 | 9545.5164 | 9558.2882 | 8145.7231 | 8145.7231 | 6943.2591 | 10161.0388 | 9752.2127 | 11562.7093 | 11561.4711 | 11560.5892 | 3715.5575 | 3991.3301 | 3983.142 | 4070.1454 | 3857.5606 | 4076.8441 | 4076.7046 | 4182.7132 | 5552.3899 | 3850.8297 | 3692.5326 | 4079.0011 | 4065.1333 | 3720.2437 | 3606.0163 | 4065.0141 | 3703.5015 | 4146.297 | 4138.5298 | 3865.5163 | 3870.6962 | 3712.0975 | 324.3247 | 78.0254 |  | 686.6099 | 39.8832 | 4701.0994 | 0 | 2399.6391 | 413.3651 | 2400.6118 | 245.7574 | 411.0015 | 3915.873 | 7931.1672 | 574.0138 | 23.5625 | 2399.7461
NPS | SLDC | St. Louis | Robert A. Young Federal Office Building, Room 6.100 1222 Spruce Street | St. Louis | MO | USA |  | Americas | 38.6244 | -90.1999 | 0.67412 | -1.5743 | SLDC | 691.8142 | 538.4074 | 538.4074 | 721.3774 | 261.607 | 261.607 | 261.607 | 942.5726 | 777.7603 | 944.5452 | 976.2033 | 976.2033 | 649.804 | 661.1906 | 788.299 | 6399.7711 | 9549.4834 | 9471.7813 | 9466.0179 | 9466.0179 | 9466.0179 | 9478.073 | 7943.0662 | 7943.0662 | 6597.1961 | 9492.056 | 9075.5689 | 10916.4677 | 10914.9689 | 10914.1238 | 4233.5035 | 4509.4302 | 4501.1253 | 4518.7984 | 4389.7425 | 4583.7642 | 4583.626 | 4706.2538 | 6236.0228 | 4384.1938 | 4209.7281 | 4586.0663 | 4513.4193 | 4238.1904 | 4111.6728 | 4513.9435 | 4222.0747 | 4546.1196 | 4537.8495 | 4363.541 | 4369.0097 | 4231.7381 | 906.1846 | 678.6865 | 686.6099 |  | 661.0285 | 5086.3591 | 686.6099 | 1725.1826 | 1036.0996 | 1726.1574 | 884.7793 | 1032.8261 | 4412.5375 | 8562.3524 | 262.4903 | 709.9872 | 1725.29
NPS | CUDC | Culpeper | 18155 Technology Drive | Culpeper | VA | USA |  | Americas | 38.4575 | -77.9744 | 0.67121 | -1.3609 | CUDC | 47.4041 | 1124.4314 | 1124.4314 | 1258.801 | 560.894 | 560.894 | 560.894 | 347.1985 | 147.6991 | 355.651 | 377.5928 | 377.5928 | 376.8816 | 366.3567 | 1440.4776 | 6782.6399 | 9699.4331 | 9578.1504 | 9574.8716 | 9574.8716 | 9574.8716 | 9587.6304 | 8167.9905 | 8167.9905 | 6956.3554 | 10127.978 | 9720.7364 | 11551.4992 | 11550.2006 | 11549.3236 | 3755.2522 | 4031.001 | 4022.8147 | 4109.9916 | 3897.088 | 4116.6012 | 4116.4617 | 4222.3124 | 5575.733 | 3890.3425 | 3732.2359 | 4118.7571 | 4104.9781 | 3759.9381 | 3645.8105 | 4104.8611 | 3743.1917 | 4185.8195 | 4178.0464 | 3905.338 | 3910.5162 | 3751.777 | 363.8828 | 107.9852 | 39.8832 | 661.0285 |  | 4690.0389 | 39.8832 | 2378.7883 | 452.8605 | 2379.7619 | 285.3883 | 450.5302 | 3955.6989 | 7944.0803 | 562.076 | 59.6081 | 2378.8955
MSS | SPDC | Sao Paulo | Rodovia Jornalista Francisco Aguirre Proença, Km 9 Condomínio Tech Town - Chácara Assay- Unidade 27. Hortolândia | Sao Paulo | CEP: 131186-904 | Brazil |  | LATAM | -22.9 | -47.1979 | -0.39968 | -0.82376 | SPDC | 4702.9055 | 5071.7389 | 5071.7389 | 4973.8853 | 5171.5908 | 5171.5908 | 5171.5908 | 4746.4467 | 4706.8195 | 4758.7444 | 4737.0557 | 4737.0557 | 5050.5938 | 5036.0813 | 5704.2456 | 11472.2258 | 9996.3773 | 9944.3645 | 9954.9518 | 9954.9518 | 9954.9518 | 9948.6047 | 11263.783 | 11263.783 | 11620.0909 | 8169.1562 | 8341.9786 | 8493.8593 | 8494.0538 | 8494.83 | 5890.7955 | 5984.9094 | 5982.8937 | 6463.271 | 5838.6598 | 6093.2077 | 6093.1491 | 6011.759 | 3544.9544 | 5827.8346 | 5887.9686 | 6092.977 | 6463.3941 | 5892.3989 | 5933.6755 | 6459.5247 | 5882.4086 | 6772.8731 | 6772.0967 | 6076.5984 | 6076.5997 | 5878.0846 | 4837.151 | 4772.6653 | 4701.0994 | 5086.3591 | 4690.0389 |  | 4701.0994 | 6399.4514 | 4765.904 | 6400.1996 | 4743.6314 | 4768.0688 | 6103.9451 | 4004.1702 | 5173.1737 | 4691.0513 | 6399.536
MSS | CHDC2 | Chantilly | 15000 Conference Center Drive | Chantilly | VA | USA |  | Americas | 38.8753 | -77.4654 | 0.6785 | -1.352 | CHDC2 | 7.5262 | 1158.0908 | 1158.0908 | 1294.8771 | 572.9096 | 572.9096 | 572.9096 | 307.7145 | 108.6256 | 316.0026 | 338.3766 | 338.3766 | 356.5964 | 344.7341 | 1461.7561 | 6771.3299 | 9671.7117 | 9548.6863 | 9545.5164 | 9545.5164 | 9545.5164 | 9558.2882 | 8145.7231 | 8145.7231 | 6943.2591 | 10161.0388 | 9752.2127 | 11562.7093 | 11561.4711 | 11560.5892 | 3715.5575 | 3991.3301 | 3983.142 | 4070.1454 | 3857.5606 | 4076.8441 | 4076.7046 | 4182.7132 | 5552.3899 | 3850.8297 | 3692.5326 | 4079.0011 | 4065.1333 | 3720.2437 | 3606.0163 | 4065.0141 | 3703.5015 | 4146.297 | 4138.5298 | 3865.5163 | 3870.6962 | 3712.0975 | 324.3247 | 78.0254 | 0 | 686.6099 | 39.8832 | 4701.0994 |  | 2399.6391 | 413.3651 | 2400.6118 | 245.7574 | 411.0015 | 3915.873 | 7931.1672 | 574.0138 | 23.5625 | 2399.7461
MSS | SCDC | Santa Clara | 2972 Stender Way | Santa Clara | CA | USA | 95054 | Americas | 37.3765 | -121.9704 | 0.65234 | -2.1288 | SCDC | 2403.8793 | 1442.5666 | 1442.5666 | 1475.5172 | 1843.8168 | 1843.8168 | 1843.8168 | 2608.653 | 2477.9938 | 2606.5272 | 2640.4248 | 2640.4248 | 2238.5375 | 2255.6779 | 938.4122 | 5176.9039 | 8487.79 | 8502.8286 | 8493.3415 | 8493.3415 | 8493.3415 | 8502.0671 | 6933.3038 | 6933.3038 | 5413.2982 | 7875.8729 | 7442.249 | 9192.0324 | 9190.5067 | 9189.6682 | 5396.985 | 5651.0432 | 5643.0976 | 5482.6901 | 5577.147 | 5690.3066 | 5690.183 | 5846.7463 | 7946.3299 | 5575.0748 | 5373.279 | 5692.7955 | 5476.9243 | 5401.2905 | 5254.9388 | 5479.0097 | 5388.0627 | 5385.4808 | 5376.8811 | 5465.966 | 5471.6886 | 5399.617 | 2547.2559 | 2376.0937 | 2399.6391 | 1725.1826 | 2378.7883 | 6399.4514 | 2399.6391 |  | 2682.9561 | 0.97483 | 2559.9777 | 2679.4268 | 5507.2723 | 10232.0076 | 1843.0829 | 2422.2271 | 0.1075
MSS | SOMDC | Somerville | 70 Innerbelt Road | Somerville | MA | USA |  | Americas | 42.3773 | -71.0804 | 0.73962 | -1.2406 | SOMDC | 405.8812 | 1545.6185 | 1545.6185 | 1695.14 | 847.991 | 847.991 | 847.991 | 105.6619 | 305.331 | 97.9997 | 77.0538 | 77.0538 | 446.4035 | 428.7846 | 1760.6593 | 6709.9716 | 9413.9502 | 9272.8741 | 9270.9214 | 9270.9214 | 9270.9214 | 9283.7472 | 7957.7569 | 7957.7569 | 6861.7984 | 10525.4074 | 10103.5879 | 11635.5403 | 11635.1127 | 11634.2885 | 3302.721 | 3578.3674 | 3570.1876 | 3664.6821 | 3444.2275 | 3664.453 | 3664.3135 | 3769.5013 | 5266.6424 | 3437.4836 | 3279.7465 | 3666.5992 | 3659.7417 | 3307.405 | 3194.0616 | 3659.516 | 3290.6395 | 3750.2347 | 3742.6081 | 3453.9743 | 3459.1238 | 3299.1801 | 135.8255 | 378.583 | 413.3651 | 1036.0996 | 452.8605 | 4765.904 | 413.3651 | 2682.9561 |  | 2683.9127 | 167.7941 | 3.5379 | 3504.4059 | 7733.648 | 848.4681 | 393.8469 | 2683.0609
MSS | SUDC' | Sunnyvale | 1380 Kifer Road | Sunnyvale | CA | USA |  | Americas | 37.3734 | -121.9877 | 0.65229 | -2.1291 | SUDC' | 2404.8518 | 1443.4982 | 1443.4982 | 1476.3998 | 1844.7827 | 1844.7827 | 1844.7827 | 2609.615 | 2478.9638 | 2607.4882 | 2641.386 | 2641.386 | 2239.4905 | 2256.6315 | 939.3863 | 5176.2305 | 8487.0924 | 8502.1737 | 8492.6854 | 8492.6854 | 8492.6854 | 8501.4089 | 6932.6955 | 6932.6955 | 5412.6412 | 7874.9447 | 7441.3161 | 9191.0578 | 9189.5321 | 9188.6935 | 5397.6786 | 5651.7174 | 5643.7722 | 5483.2747 | 5577.8477 | 5690.9606 | 5690.8371 | 5847.4138 | 7947.2951 | 5575.7775 | 5373.9733 | 5693.4496 | 5477.5088 | 5401.9838 | 5255.6263 | 5479.595 | 5388.7579 | 5386.0018 | 5377.4023 | 5466.6252 | 5472.3478 | 5400.3128 | 2548.213 | 2377.0637 | 2400.6118 | 1726.1574 | 2379.7619 | 6400.1996 | 2400.6118 | 0.97483 | 2683.9127 |  | 2560.9421 | 2680.3834 | 5507.9261 | 10232.9315 | 1844.0487 | 2423.1996 | 0.86738
MSS | EDC | Elmsford | 401 Fieldcrest Drive | Elmsford | NY | USA |  | Americas | 41.0711 | -73.8196 | 0.71683 | -1.2884 | EDC | 238.2561 | 1384.6513 | 1384.6513 | 1530.5089 | 716.5243 | 716.5243 | 716.5243 | 62.4737 | 138.4009 | 70.2657 | 94.9309 | 94.9309 | 353.3583 | 335.4217 | 1629.613 | 6729.4964 | 9517.2785 | 9383.219 | 9380.7737 | 9380.7737 | 9380.7737 | 9393.5974 | 8030.6272 | 8030.6272 | 6889.7273 | 10376.6872 | 9959.7849 | 11623.5774 | 11622.783 | 11621.9093 | 3469.8724 | 3745.613 | 3737.4269 | 3827.8352 | 3611.8245 | 3831.307 | 3831.1675 | 3936.9562 | 5386.3945 | 3605.1035 | 3446.8618 | 3833.4601 | 3822.8588 | 3474.5581 | 3360.639 | 3822.686 | 3457.8093 | 3908.868 | 3901.174 | 3620.311 | 3625.4783 | 3466.3907 | 106.6972 | 213.7432 | 245.7574 | 884.7793 | 285.3883 | 4743.6314 | 245.7574 | 2559.9777 | 167.7941 | 2560.9421 |  | 165.3477 | 3670.7001 | 7820.8308 | 717.206 | 226.7491 | 2560.0835
| Cambridge | Cambridge | 10 Moulton St | Cambridge | MA | USA | 2138 |  | 42.3897 | -71.1475 | 0.73984 | -1.2418 | Cambridge | 403.5125 | 1542.5641 | 1542.5641 | 1692.2502 | 844.5186 | 844.5186 | 844.5186 | 103.3574 | 303.056 | 95.4077 | 75.3421 | 75.3421 | 442.8661 | 425.2469 | 1757.1631 | 6707.746 | 9413.53 | 9272.6384 | 9270.672 | 9270.672 | 9270.672 | 9283.4982 | 7956.5721 | 7956.5721 | 6859.7169 | 10522.0273 | 10100.1533 | 11633.0738 | 11632.6404 | 11631.8152 | 3304.952 | 3580.6175 | 3572.4363 | 3666.4771 | 3446.5661 | 3666.6331 | 3666.4936 | 3771.7991 | 5270.1795 | 3439.83 | 3281.9706 | 3668.7803 | 3661.5338 | 3309.6363 | 3196.1989 | 3661.3122 | 3292.874 | 3751.7246 | 3744.0939 | 3456.0795 | 3461.2314 | 3301.4226 | 132.3102 | 375.7919 | 411.0015 | 1032.8261 | 450.5302 | 4768.0688 | 411.0015 | 2679.4268 | 3.5379 | 2680.3834 | 165.3477 |  | 3506.5057 | 7737.1025 | 844.9945 | 391.5715 | 2679.5316
| Apeldoorn | Apeldoorn | Het Rietveld 57E | Apeldoorn |  | Netherlands | 7321 CT |  | 52.2132 | 6.0007 | 0.91129 | 0.10473 | Apeldoorn | 3908.3474 | 4949.9448 | 4949.9448 | 5132.0853 | 4157.0327 | 4157.0327 | 4157.0327 | 3609.6762 | 3809.0758 | 3600.5007 | 3581.002 | 3581.002 | 3775.5258 | 3767.5029 | 4865.022 | 5762.3425 | 6485.7491 | 6289.4276 | 6293.2285 | 6293.2285 | 6293.2285 | 6304.2043 | 5732.4593 | 5732.4593 | 5711.9647 | 10260.0525 | 10312.53 | 8748.0816 | 8749.6932 | 8749.7453 | 245.8447 | 182.0691 | 177.4089 | 359.4521 | 270.9596 | 183.0418 | 182.9188 | 347.7158 | 3628.3484 | 281.0405 | 260.9617 | 185.5316 | 359.7744 | 242.2703 | 312.7909 | 355.8297 | 257.8722 | 676.2586 | 676.82 | 50.7585 | 46.0332 | 256.0676 | 3597.6708 | 3869.5727 | 3915.873 | 4412.5375 | 3955.6989 | 6103.9451 | 3915.873 | 5507.2723 | 3504.4059 | 5507.9261 | 3670.7001 | 3506.5057 |  | 6003.9053 | 4156.4732 | 3897.4347 | 5507.3419
| Cape Town | Cape Town MPK | West Tower, Canal Walk, Century City | Cape Town |  | RSA | 7441 |  | -33.8939 | 18.5111 | -0.59156 | 0.32308 | Cape Town | 7928.4224 | 8789.7443 | 8789.7443 | 8762.7032 | 8504.0605 | 8504.0605 | 8504.0605 | 7784.3051 | 7872.2801 | 7790.0321 | 7756.7167 | 7756.7167 | 8170.7142 | 8152.6216 | 9339.0694 | 9163.0707 | 6005.5665 | 5941.2369 | 5951.9182 | 5951.9182 | 5951.9182 | 5945.9173 | 7385.5718 | 7385.5718 | 8910.6563 | 6416.2379 | 6846.6239 | 5405.1192 | 5406.4441 | 5407.3184 | 5994.7979 | 5823.9869 | 5829.764 | 6203.1926 | 5816.7336 | 5843.3621 | 5843.4382 | 5670.7877 | 2634.123 | 5813.3602 | 6013.6031 | 5841.1377 | 6208.1368 | 5991.9012 | 6135.8893 | 6204.419 | 5998.3938 | 6443.6675 | 6450.5613 | 6025.6299 | 6020.7737 | 5986.5164 | 7862.0819 | 7971.3284 | 7931.1672 | 8562.3524 | 7944.0803 | 4004.1702 | 7931.1672 | 10232.0076 | 7733.648 | 10232.9315 | 7820.8308 | 7737.1025 | 6003.9053 |  | 8505.1728 | 7910.6448 | 10232.1105
| C-site Chicago | Coresite Chicago | 427 S Lasalle | Chicago | IL | USA |  |  | 41.8744 | -87.6317 | 0.73085 | -1.5295 | C-site Chicago | 576.8342 | 793.9389 | 793.9389 | 981.8665 | 1.6261 | 1.6261 | 1.6261 | 767.5585 | 639.3996 | 766.3671 | 799.9925 | 799.9925 | 421.7478 | 436.2767 | 913.2758 | 6304.519 | 9380.5545 | 9289.6833 | 9284.5848 | 9284.5848 | 9284.5848 | 9296.9119 | 7790.5608 | 7790.5608 | 6491.9315 | 9680.599 | 9255.9969 | 10989.642 | 10988.3629 | 10987.4841 | 3980.593 | 4256.1222 | 4247.8118 | 4258.3229 | 4138.9078 | 4328.7734 | 4328.6355 | 4453.5008 | 6103.2602 | 4133.5765 | 3956.7414 | 4331.0917 | 4252.925 | 3985.2725 | 3857.182 | 4253.4887 | 3969.279 | 4283.7765 | 4275.5002 | 4107.705 | 4113.2019 | 3979.092 | 713.1431 | 538.0887 | 574.0138 | 262.4903 | 562.076 | 5173.1737 | 574.0138 | 1843.0829 | 848.4681 | 1844.0487 | 717.206 | 844.9945 | 4156.4732 | 8505.1728 |  | 594.6984 | 1843.1889
| C-site K-Street | Coresite K-Street | 1275 K Street NW | Washington | DC | USA |  |  | 38.9027 | -77.0292 | 0.67898 | -1.3444 | C-site K-Street | 18.3537 | 1181.33 | 1181.33 | 1317.4689 | 593.6174 | 593.6174 | 593.6174 | 288.2142 | 88.5164 | 296.9879 | 318.2827 | 318.2827 | 362.882 | 350.1616 | 1484.463 | 6781.2817 | 9670.4939 | 9546.0134 | 9542.9381 | 9542.9381 | 9542.9381 | 9555.72 | 8148.7426 | 8148.7426 | 6952.1882 | 10184.4106 | 9775.7331 | 11582.2924 | 11581.0757 | 11580.1925 | 3696.495 | 3972.1831 | 3964.001 | 4053.2137 | 3838.003 | 4058.0288 | 4057.8893 | 4163.3444 | 5529.4043 | 3831.2363 | 3673.5014 | 4060.1805 | 4048.2155 | 3701.1799 | 3587.3877 | 4048.0752 | 3684.4225 | 4130.9401 | 4123.1929 | 3847.0501 | 3852.219 | 3692.9815 | 309.4655 | 82.1861 | 23.5625 | 709.9872 | 59.6081 | 4691.0513 | 23.5625 | 2422.2271 | 393.8469 | 2423.1996 | 226.7491 | 391.5715 | 3897.4347 | 7910.6448 | 594.6984 |  | 2422.334
| C-site Santa Clara | Coresite Santa Clara | 3001 Coronado Drive | Santa Clara | CA | USA |  |  | 37.3762 | -121.9724 | 0.65234 | -2.1288 | C-site Santa Clara | 2403.9863 | 1442.6702 | 1442.6702 | 1475.6159 | 1843.9228 | 1843.9228 | 1843.9228 | 2608.7585 | 2478.1004 | 2606.6326 | 2640.5302 | 2640.5302 | 2238.6418 | 2255.7823 | 938.5195 | 5176.8273 | 8487.7108 | 8502.7539 | 8493.2668 | 8493.2668 | 8493.2668 | 8501.9921 | 6933.2342 | 6933.2342 | 5413.2233 | 7875.7716 | 7442.1471 | 9191.9249 | 9190.3992 | 9189.5607 | 5397.0592 | 5651.1151 | 5643.1696 | 5482.7519 | 5577.2219 | 5690.3762 | 5690.2527 | 5846.8175 | 7946.4358 | 5575.15 | 5373.3532 | 5692.8652 | 5476.9861 | 5401.3646 | 5255.0123 | 5479.0715 | 5388.1371 | 5385.5354 | 5376.9358 | 5466.0363 | 5471.7588 | 5399.6914 | 2547.3608 | 2376.2003 | 2399.7461 | 1725.29 | 2378.8955 | 6399.536 | 2399.7461 | 0.1075 | 2683.0609 | 0.86738 | 2560.0835 | 2679.5316 | 5507.3419 | 10232.1105 | 1843.1889 | 2422.334

## Q9
CSC Proprietary
Q9 Colo Data Extrpolation
| 3.3 |  |  | 0.4375 | 5 |  | Toronto |  |  | Brampton
|  |  |  | 0.0875 | 1 |  | Cabinets | SF | Kw | Cabinets | SF | Kw
-0.65625 | -7.5 | -0.25 | -2.8571 |  |  | CSC Bombardier: Toronto 104 | 5 | 80 | 12
0.78125 | 8.9286 | 1.0312 | 11.7857 |  |  | CSC Bombardier: Brampton 895 |  |  |  | 8 | 128 | 16
0.78125 | 8.9286 | 1.0312 | 11.7857 |  |  | CSC Bombardier: Brampton 896 |  |  |  | 14 | 224 | 28
1.7812 | 20.3571 | 1.7188 | 19.6429 |  |  | CSC Zurich Brampton 901 |  |  |  |  | 252 | 25.3
IT Space | Dim A - Feet | Dim B - Feet | Area - SF |  |  | CSC Project Khalaf Brampton 900 |  |  |  | 1 | 16 | 2.5
High Density - Current | 29.4643 | 38.8929 | 1145.9503 |  |  | CSC Cloud Brampton 900 |  |  |  |  | 325 | 35
High Density -Future | 29.4643 | 38.8929 | 1145.9503 |  |  | Total | 5 | 80 | 12 | 23 | 945 | 106.8
Low Density (RF) | 67.1786 | 64.8214 | 4354.611
| -24.75 | -9.4286 | -233.3571
4121.2538
|  | Total IT area | 6646.5115
IT Space | Dim A - Feet | Dim B - Feet | Area - SF
High Density - Current | 47.1429 | 56.5714 | 2666.9388 | [7 empty] | Colo
High Density -Future | 47.1429 | 56.5714 | 2666.9388
Low Density (RF) | 136.7143 | 63.6429 | 8700.8878
|  | Total IT area | 14034.7653
Note on L8: George Hansen: Assume 16 SF/cabinet
Note on O9: George Hansen: Assume 16 SF/cabinet
Note on O10: George Hansen: Assume 16 SF/cabinet
Note on O12: George Hansen: Assume 16 SF/cabinet

## SqFT Tables
[7 empty] | Newark (NDC) | 88200
[7 empty] | Norwich (East) | 17000
[7 empty] | Kuala Lumpur (KLDC1) | 1690
[7 empty] | Kuala Lumpur (KLDC3) | 1690
[7 empty] | Chicago (CDC) - 3rd floor | 30604
[7 empty] | Pyrmont (Sydney) | 23940
[7 empty] | Chicago (CDC) - 4th floor | 20000
[7 empty] | Clayton (Melbourne) | 15871
[7 empty] | Sevenoaks | 11530
[7 empty] | Rensselaer (Albany) | 10097
[7 empty] | Subiaco | 3142
[7 empty] | Sha Tin (STDC2) | 2500
[7 empty] | Reston | 16128
[7 empty] | Chicago (CDC) - 2nd floor | 6700
[7 empty] | Somerville | 5700
[7 empty] | Santa Clara | 5000
[7 empty] | Cyberjaya | 4320
[7 empty] | Clichy, Paris | 3228
|  |  | CSC Proprietary |  |  |  | Lewisville, (Dallas) | 3000
[7 empty] | Austin | 3000
[7 empty] | Culpeper | 3000
[7 empty] | Lewisville, (Dallas) | 1500
[7 empty] | Tokyo | 1500
[7 empty] | Osaka | 1500
[7 empty] | Paris | 1076
|  |  | Retorvej (RTV) (aka Valby) | 40225 |  |  | Amsterdam | 1076
|  |  | Maidstone (MDC) | 36479 |  |  | London | 1076
|  |  | Kuala Lumpur (KLDC2) | 17555 |  |  | Stockholm | 1076
|  |  | Henderson Building (HDC) | 5663 |  |  | Amsterdam | 1076
|  |  | Chantilly | 13400 |  |  | Elmsford | 1000
| Tunbridge Wells (RTW) | 17469 | Lersø ParkAlle ( LPA) | 21952 |  |  | Frankfurt | 950
| Copenhagen (Envej) | 25824 | Chambersburg | 6080 |  |  | Sao Paulo | 839
| Newington | 17384 | Sha Tin (STDC1) | 3200 |  |  | Perth CBD | 753
| St. Louis | 10400 | Northern (NDC) | 11281 | Meriden (MDC) | 62000 | Frankfurt | 500 | Drosbach Data Centre | 20000
| Friedrichshafen | 5490 | Frankfurt - Itenos | 1076 | Norwich (North & South) | 32404 | Belmont | 431 | Luxembourg | 1076
| Chantilly | 1300 | Toronto - Q9 Networks | 500 | Aylesford | 9102 | Brampton | 500 | Amsterdam | 1076
Electrical Tier Level | 1 |  | 2 |  | 3 |  | 3 |  | 4 |  | Grand Totals
Mechanical Tier Level | 1 |  | 2 |  | 2 |  | 3 |  | 4
Overal Tier Level | 1 |  | 2 |  | 2 |  | 3 |  | 4
Owned | 1 | 17469 | 4 | 99922 | 2 | 94404 | 4 | 108580 | 0 | 0 | 11 | 320375
Leased | 5 | 60398 | 5 | 57489 | 1 | 9102 | 8 | 117684 | 1 | 20000 | 20 | 264673
Colo | 0 | 0 | 2 | 1576 | 0 | 0 | 24 | 64929 | 2 | 2152 | 28 | 68657
Total | 6 | 77867 | 11 | 158987 | 3 | 103506 | 36 | 291193 | 3 | 22152 | 59 | 653705
[13 empty] | Meriden (MDC) | 62000 | Retain; Maintain
[13 empty] | Norwich (North & South) | 32404 | Retain; Replace Legacy UPS & main swboards
[13 empty] | Aylesford | 9102 | Retain; consider Tier 3 cooling modifications
[13 empty] | Newark (NDC) | 88200 | Retain; Maintain
[13 empty] | Norwich (East) | 17000 | Retain; Maintain
[13 empty] | Kuala Lumpur (KLDC1) | 1690 | Retain; Maintain
[13 empty] | Kuala Lumpur (KLDC3) | 1690 | Retain; Maintain
[13 empty] | Chicago (CDC) - 3rd floor | 30604 | Retain; Maintain
[13 empty] | Pyrmont (Sydney) | 23940 | Retain; Maintain
[13 empty] | Chicago (CDC) - 4th floor | 20000 | Retain; Maintain
[13 empty] | Clayton (Melbourne) | 15871 | Replace; new lease or Colo
[13 empty] | Sevenoaks | 11530 | Retain; Maintain
[13 empty] | Rensselaer (Albany) | 10097 | Retain; Maintain
[13 empty] | Subiaco | 3142 | Retain; Maintain; add new Colo capacity
[13 empty] | Sha Tin (STDC2) | 2500 | Close 2015; migrate to new Colo
[13 empty] | Reston | 16128 | Retain
[13 empty] | Chicago (CDC) - 2nd floor | 6700 | Evaluate to migrate/close
[13 empty] | Somerville | 5700 | Retain
[13 empty] | Santa Clara | 5000 | Retain
[13 empty] | Cyberjaya | 4320 | Retain
[13 empty] | Sunnyvale | 3500 | Close; migrate to Santa Clara
[13 empty] | Clichy, Paris | 3228 | Retain
[13 empty] | Lewisville, (Dallas) | 3000 | Retain
[13 empty] | Austin | 3000 | Retain
[13 empty] | Culpeper | 3000 | Retain for one year; migrate & close
[13 empty] | Aurora, (Denver) | 1800 | Retain
[13 empty] | Lewisville, (Dallas) | 1500 | Retain
[13 empty] | Tokyo | 1500 | Retain
[13 empty] | Osaka | 1500 | Retain
[13 empty] | Paris | 1076 | Retain
[13 empty] | Amsterdam | 1076 | Retain
[13 empty] | London | 1076 | Retain
[13 empty] | Stockholm | 1076 | Retain
[13 empty] | Amsterdam | 1076 | Retain
[13 empty] | Elmsford | 1000 | Close
[13 empty] | Frankfurt | 950 | Retain
[13 empty] | Sao Paulo | 839 | Retain
[13 empty] | Perth CBD | 753 | Retain
[13 empty] | Frankfurt | 500 | Retain
[13 empty] | Belmont | 431 | Retain
[13 empty] | Brampton |  | Retain
[13 empty] | Drosbach Data Centre | 20000 | Evaluate to migrate/close?? Subject to contract
[13 empty] | Luxembourg | 1076 | Retain
[13 empty] | Amsterdam | 1076 | Retain
Note on P47: George Hansen: Peter Marshal not more than 100 SM
Note on P48: George Hansen: Peter Marshal not more than 100 SM
Note on W105: George Hansen: Peter Marshal not more than 100 SM
Note on W106: George Hansen: Peter Marshal not more than 100 SM

## Background
CSC Proprietary
Data Center | Date of first construction/deployment
Americas
Newark, DE | 1984
Norwich,CT
North & South Legacy | 1974; 1985 expansion
East Data Hall | 2007
Meriden, CT | 1990
Chicago
2nd floor | 2007
3rd floor | 2004
4th floor | Phase 1 - 2008; Phase 2 - 2010
Rensselaer (Albany) | 2010
Australia
Clayton (Melbourne)
Pyrmont (Sydney)
Subiaco
EMEA
Aylesford | 2007
Sevenoaks | 2007
Maidstone, UK | 1988
Royal Tunbridge Wells, UK | 1986; Expansion 1 - 2005; Expansion 2 - 2008
Retorvej, Denmark (RTV) | 1996 | Acquired from Gov
Asia
KLDC
Level 3 | 2008
Level 2 | 2004; Blade center expansion 2006
Level 1 | Phase 2A - 2010; Phase 2B - 2011
Hong Kong | per 2006; expansion - 2011
Singapore | Unknown

## lists
CSC Proprietary
Data Centre | Location | Tier Rating | Benchmark Availability Target
Maidstone Data Centre MDC | UK | 2 | 99.74%
Royal Tunbridge Wells Data Centre RTW | UK | 2 | 99.74%
Aylesford Data Centre ADC | UK | 3 | 99.98%
Seven Oaks Data Centre SDC | UK | 3 | 99.98%
Nothern Data Centre NDC | UK | 2 | 99.74%
Copenhagen Data Centre (LPA & RTV) | UK | 2 | 99.74%
Droshbach Data Centre DDC | Luxembourg | 4 | 100%
Friedrichshafen Data Center FDH | Germany | 1 | 99.67%
Data Centre | Location | Tier Rating | Benchmark Availability Target | Tier Level
Tokyo | Japan | 3 | 99.98% | 3
Henderson Building (HBDC) | Singapore | 2 | 99.74% | 2
Shah Alam (HDC) | Malaysia | 3 | 99.98% | 3
Kuala Lumpur (KLDC1) | Malaysia | 3 | 99.98% | 3
Kuala Lumpur (KLDC2) | Malaysia | 3 | 99.98% | 3
Kuala Lumpur (KLDC3) | Malaysia | 3 | 99.98% | 3
Cyberjaya | Malaysia | 3 | 99.98% | 3
Sha Tin (STDC1) | Hong Kong | 2 | 99.74% | 2
Sha Tin (STDC2) | Hong Kong | 3 | 99.98% | 3
Osaka Chuo data centre | Japan | 3 | 99.98% | 3
Clayton (Melbourne) | Australia | 3 | 99.98% | 3
Pyrmont (Sydney) | Australia | 3 | 99.98% | 3
Subiaco (Perth), | Australia | 3 | 99.98% | 3
Perth CBD | Australia | 3 | 99.98% | 3
Belmont (Perth) | Australia | 2 | 99.74% | 2
Holding | Strategic Location | Data Centre | Location
Colo |  | Tokyo | Tokyo
Own | Yes | Henderson Building (HBDC) | Singapore
Colo | Yes | Shah Alam (HDC) | Shah Alam
Own | Yes | Kuala Lumpur (KLDC1) | Petaling Jaya
Own | Yes | Kuala Lumpur (KLDC2) | Petaling Jaya
Own | Yes | Kuala Lumpur (KLDC3) | Petaling Jaya
Colo |  | Cyberjaya | Cyberjaya
Lease | Yes | Sha Tin (STDC1) | Sha Tin
Lease | Yes | Sha Tin (STDC2) | Sha Tin
Colo |  | Panasonic denko Osaka Chuo data centre | Osaka
Lease | Yes | Clayton (Melbourne) | Australia
Lease | Yes | Pyrmont (Sydney) | Australia
Lease | Yes | Subiaco (Perth), | Australia
Colo |  | Perth CBD | Australia
Colo |  | Belmont (Perth) | Australia
Data Centre | Location | Tier Rating | Benchmark Availability Target
Reston | VA | 3 | 99.98%
Lewisville, (Dallas) | TX | 3 | 99.98%
Austin | TX | 3 | 99.98%
Chicago (CDC) - 2nd-4th floors | IL | 3 | 99.98%
Meriden (MERDC) | CT | 2 | 99.74%
Newark (NDC) | DE | 3 | 99.98%
Newington | CT | 1 | 99.67%
Norwich (East) | CT | 3 | 99.98%
Norwich (North & South) | CT | 2 | 99.74%
Somerville | MA | 3 | 99.98%
Santa Clara | CA | 3 | 99.98%
Brampton | Ontario | 3 | 99.98%
Toronto | Ontario | 2 | 99.74%
São Paulo - Hortolândia | Brazil | 3 | 99.98%
São Paulo - Campinas | Brazil | 3 | 99.98%
Holding | Strategic Location | Data Center | Location | Tier Level
Colo | Yes | Reston | VA | 3
Colo |  | Lewisville, (Dallas) | TX | 3
Colo |  | Austin | TX | 3
Lease | Yes | Chicago (CDC) floors 2-4 | IL | 3
Own | Yes | Meriden (MERDC) | CT | 2
Own | Yes | Newark (NDC) | DE | 3
Lease |  | Newington | CT | 1
Own | Yes | Norwich (East) | CT | 3
Own | Yes | Norwich (North & South) | CT | 2
Colo | Yes | Somerville | MA | 3
Colo | Yes | Santa Clara | CA | 3
Colo | Yes | Brampton | Ontario | 3
Colo |  | Toronto | Ontario | 2
Colo | Yes | São Paulo - Hortolândia | Brazil | 3
Colo | Yes | São Paulo - Campinas | Brazil | 3

## Cloud
CSC Proprietary
EMEA
MDC RTW have leveraged cloud.
CPH RTV LPA leveraged cloud being installed
And Lux DDC
Other cloud DCs in netherlands co los and frankfurt.

## PUE
1.95 | Average PUE Sept 2013 no weighting= | 1.77 | Average PUE May 2014 no weighting=
1.38
1.97
1.98 | CSC Proprietary
1.59
1.57
1.46
1.61
1.3
1.5
1.88
1.82
1.67
1.85
2.04
2.04
1.8
1.71
1.64
1.79
1.79
1.56
1.67
2.04
1.79
2.05
2.34
2.34
2.34
1.52
1.52
1.52
1.52
1.7742

## Sheet1
Location | Address | City | State/Province/County | Country | Zip/Postal Code | Data Center Manager
Newark (NDC) | 645 Paper Mill Rd | Newark | DE | USA | 19711 | Lawrence Bosick
Chicago (CDC) | 350 E. Cermak | Chicago | IL | USA | 60616 | Scott Margolin
Retorvej (RTV) (aka Valby) (Copenhagen) | Retorvej 8, 2500 Valby | Copenhagen |  | Denmark |  | Craig Johnson
Lersø ParkAlle ( LPA) (Copenhagen) | Lersø ParkAlle 100-104 | Copenhagen |  | Denmark |  | Craig Johnson
Pyrmont (Sydney) | 13a Union Street | Pyrmont | NSW | Australia |  | Larry Waller
Clayton (Melbourne) | 310 Ferntree Gully Road, Building 1 | Notting Hill | VIC | Australia |  | John McShae, Simon Brown
Location | City | State/Province | Country | Coverage
Newark | Newark | DE | USA | AMERICAS
Chicago | Chicago | IL | USA | AMERICAS
Retorvej (RTV) | Copenhagen |  | Denmark | EMEA
Lersø ParkAlle ( LPA) | Copenhagen |  | Denmark | EMEA
Pyrmont (Sydney) | Pyrmont | NSW | Australia | APAC
Clayton (Melbourne) | Notting Hill | VIC | Australia | APAC
São Paulo - Hortolândia | Rodovia Jornalista Francisco Aguirre Proença, Km 9 Condomínio Tech Town - Chácara Assay- Unidade 27. Hortolândia | Hortolândia | SP | Brazil | 131186-904
São Paulo - Campinas | Avenida Pierre Simon De Laplace 1211, TECHNO PARK, Campinas/SP | Campinas | SP | Brazil | 13069-320